## Appendix L
PROCEDURE FOR PROJECTS
Step 1 |  | Input Item, Description and Unit
Step 2 |  | Input Actual Quantity (Col E) and Unit Price (Col K)
Step 3 |  | Notice the 15% increase is shown in the table (Col F)
Step 4 |  | Now manually input the Bid Quantity to nearest $5 or $10 (Col E) - Increase only Area and Volume units
Note: |  | All Manual Input Fields are in Blue
APPENDIX L, BID PRICING FORM (REVISED)
IFBC 24-TA005076JH HONORE AVENUE AT OLD FARM ROAD INTERSECTION IMPROVEMENTS
Bidders must provide prices for each available line item on each tab for their bid to be considered responsive
*To be considered responsive, it is the sole responsibility of the bidder to correctly calculate and manually enter all sub-total, contingency, and total bid price fields*
[5 empty] | BID A 430 CALENDAR DAYS |  | BID B 340 CALENDAR DAYS
| PAY ITEM NO. |  |  | ESTIMATED QUANTITY | UNIT PRICE | TOTAL PRICE | UNIT PRICE | TOTAL PRICE
ITEM |  | DESCRIPTION | UNIT
ROADWAY COMPONENT
1 | 201020-001 | MOBILIZATION (FDOT 101-1) | LS | 1 |  | 0 |  | 0
2 | 201500-001 | MAINTENANCE OF TRAFFIC (FDOT 102-1) | LS | 1 |  | 0 |  | 0
3 | 104-10-3 | SEDIMENT BARRIER | LF | 1455 |  | 0 |  | 0
4 | 104-15 | SOIL TRACKING PREVENTION DEVICE | EA | 2 |  | 0 |  | 0
5 | 104-18 | INLET PROTECTION SYSTEM | EA | 3 |  | 0 |  | 0
6 | 110-1-1 | CLEARING & GRUBBING | LS / AC | 1 |  | 0 |  | 0
7 | 110-4-10 | REMOVAL OF EXISTING CONCRETE | SY | 1167 |  | 0 |  | 0
8 | 120-1 | REGULAR EXCAVATION | CY | 925 |  | 0 |  | 0
9 | 120-6 | EMBANKMENT | CY | 235 |  | 0 |  | 0
10 | 160-4 | STABILIZATION, TYPE B, LBR 60 (12" MIN. THICKNESS) | SY | 2455.5 |  | 0 |  | 0
11 | 285-709 | OPTIONAL BASE,BASE GROUP 09 (TYPE B-12.5 ONLY) | SY | 2323 |  | 0 |  | 0
12 | 327-70-1 | MILLING EXISTING ASPHALT PAVEMENT, 1" AVG DEPTH | SY | 1990 |  | 0 |  | 0
13 | 327-70-4 | MILLING EXISTING ASPHALT PAVEMENT, 3" AVG DEPTH | SY | 934 |  | 0 |  | 0
14 | 334-1-53 | SUPERPAVE ASPHALTIC CONC, TRAFFIC C, PG 76-22 (2") | TN | 391 |  | 0 |  | 0
15 | 337-7-82 | ASPH CONC FC,TRAFFIC C, FC-9.5, PG 76-22 (1") | TN | 251.8 |  | 0 |  | 0
16 | 339-1 | MISCELLANEOUS ASPHALT PAVEMENT | TN | 5.39 |  | 0 |  | 0
17 | 350-30-13 | CONCRETE PAVEMENT FOR ROUNDABOUT APRON, 12" DEPTH | SY | 146 |  | 0 |  | 0
18 | 425-1-201 | INLETS, CURB, TYPE 9, <10' | EA | 3 |  | 0 |  | 0
19 | 425-1-351 | INLETS, CURB, TYPE P-5, <10' | EA | 3 |  | 0 |  | 0
20 | 425-1-361 | INLETS, CURB, TYPE P-6, <10' | EA | 3 |  | 0 |  | 0
21 | 425-1-541 | INLETS, DITCH BOTTOM, TYPE D, <10' | EA | 1 |  | 0 |  | 0
22 | 425-2-41 | MANHOLES, P-7, <10' | EA | 1 |  | 0 |  | 0
23 | 425-2-43 | MANHOLES, P-7, PARTIAL | EA | 1 |  | 0 |  | 0
24 | 425-2-63 | MANHOLES, P-8, PARTIAL | EA | 1 |  | 0 |  | 0
25 | 430-175-115 | PIPE CULVERT, OPTIONAL MATERIAL, ROUND, 15" S/CD | LF | 4 |  | 0 |  | 0 | Updated
26 | 430-175-118 | PIPE CULVERT, OPTIONAL MATERIAL, ROUND, 18" S/CD | LF | 507 |  | 0 |  | 0 | Updated
27 | 430-175-215 | PIPE CULVERT, OPTIONAL MATERIAL, OTHER-ELIP/ARCH, 15" S/CD | LF | 90 |  | 0 |  | 0
28 | 430-174-218 | PIPE CULVERT, OPTIONAL MATERIAL, OTHER SHAPE-ELLIP/ARCH, 18"SD | LF | 49 |  | 0 |  | 0 | Added
29 | 520-1-7 | CONCRETE CURB & GUTTER, TYPE E | LF | 739 |  | 0 |  | 0
30 | 520-1-10 | CONCRETE CURB & GUTTER, TYPE F | LF | 1420 |  | 0 |  | 0
31 | 520-2-4 | CONCRETE CURB & GUTTER, TYPE D | LF | 163 |  | 0 |  | 0
32 | 520-2-8 | CONCRETE CURB & GUTTER, TYPE RA | LF | 201 |  | 0 |  | 0
33 | 522-1 | CONCRETE SIDEWALK, 4" THICK | SY | 590 |  | 0 |  | 0
34 | 522-2 | CONCRETE DRIVEWAYS, 6" THICK | SY | 127 |  | 0 |  | 0
35 | 527-2 | DETECTABLE WARNINGS | SF | 337 |  | 0 |  | 0
36 | 536-1-0 | GUARDRAIL - ROADWAY, GENERAL/LOW SPEED TL-2 | LF | 125 |  | 0 |  | 0
37 | 536-8-111 | GUARDRAIL TRANSITION CONNECTION TO RIGID BARRIER, F&I, APPROACH TL-2 | EA | 1 |  | 0 |  | 0
38 | 536-8-123 | GUARDRAIL TRANSITION CONNECTION TO RIGID BARRIER, F&I, TRAILING | EA | 1 |  | 0 |  | 0
39 | 536-73 | GUARDRAIL REMOVAL | LF | 108 |  | 0 |  | 0
40 | 536-85-20 | GUARDRAIL END TREATMENT - TRAILING ANCHORAGE | EA | 1 |  | 0 |  | 0
41 | 536-85-26 | GUARDRAIL END TREATMENT - TYPE CRT | EA | 1 |  | 0 |  | 0
42 | 550-10-918 | FENCING, SPECIAL TYPE, 0.0-5.0', RESET EXISTING | LF | 40 |  | 0 |  | 0
43 | 570-1-2 | PERFORMANCE TURF, SOD | SY | 846 |  | 0 |  | 0
44 | 580-1-1 | LANDSCAPE COMPLETE - SMALL PLANTS | LS | 1 |  | 0 |  | 0
45 | 581-1-1 | RELOCATE TREES AND PALMS, PALM, >= 14' OF CLEAR TRUNK | EA | 2 |  | 0 |  | 0
46 | 581-1-3 | RELOCATE TREES AND PALMS, MULTI-TRUNK OR CLUSTERING | EA | 2 |  | 0 |  | 0
47 | 581-1-4 | RELOCATE TREES AND PALMS, TREES, >= 5" DIAMETER AT BREAST HEIGHT | EA | 1 |  | 0 |  | 0
48 | 591-1-400 | IRRIGATION SLEEVE, 4" DIAMETER | LF | 56 |  | 0 |  | 0
49 | 630-2-12 | CONDUIT, FURNISH & INSTALL, DIRECTIONAL BORE | LF | 50 |  | 0 |  | 0
50 | 751-44-1 | FLAG POLE, UP TO 25' (EXISTING HOA FLAG POLE) | EA | 1 |  | 0 |  | 0
ROADWAY COMPONENT SUB-TOTAL
SIGNING AND PAVEMENT MARKINGS COMPONENT
51 | 700-1-11 | SINGLE POST SIGN, F&I, GROUND MOUNT, UP TO 12 SF | AS | 20 |  | 0 |  | 0
52 | 700-1-50 | SINGLE POST SIGN, RELOCATE | AS | 1 |  | 0 |  | 0
53 | 700-1-60 | SINGLE POST SIGN, REMOVE | AS | 3 |  | 0 |  | 0
54 | 700-2-14 | MULTI-POST SIGN, F&I GROUND MOUNT, 31-50 SF | AS | 3 |  | 0 |  | 0
55 | 700-2-50 | MULTI-POST SIGN, GROUND MOUNT, RELOCATE (HOA SIGNS) | AS | 2 |  | 0 |  | 0
56 | 706-1-3 | RAISED PAVEMENT MARKER, TYPE B | EA | 70 |  | 0 |  | 0
57 | 711-11-123 | THERMOPLASTIC, STANDARD, WHITE, SOLID, 12" FOR CROSSWALK | LF | 240 |  | 0 |  | 0
58 | 711-11-125 | THERMOPLASTIC, STANDARD, WHITE, SOLID, 24" FOR STOP LINE | LF | 260 |  | 0 |  | 0
59 | 711-11-141 | THERMOPLASTIC, STANDARD, WHITE, 2-4 DOTTED GUIDELINE, 6" | GM | 0.034 |  | 0 |  | 0
60 | 711-11-144 | THERMOPLASTIC, STANDRAD, WHITE, 2-2 DOTTED EXTENSION LINE, 12" FOR ROUNDABOUT | GM | 0.023 |  | 0 |  | 0
61 | 711-11-160 | THERMOPLASTIC, STANDARD, WHITE, MESSAGE OR SYMBOL | EA | 4 |  | 0 |  | 0
62 | 711-11-170 | THERMOPLASTIC, STANDARD, WHITE, ARROW | EA | 4 |  | 0 |  | 0
63 | 711-11-224 | THERMOPLASTIC, STANDARD, YELLOW, SOLID, 18" FOR DIAGONALS AND CHEVRONS | LF | 40 |  | 0 |  | 0
64 | 711-16-101 | THERMOPLASTIC, STANDARD - OTHER SURFACES, WHITE, SOLID, 6" | GM | 0.329 |  | 0 |  | 0
65 | 711-16-201 | THERMOPLASTIC, STANDARD - OTHER SURFACES, YELLOW, SOLID, 6" | GM | 0.457 |  | 0 |  | 0
SIGNING AND PAVEMENT MARKINGS COMPONENT SUB-TOTAL
SIGNALIZATION COMPONENT
66 | 630-2-11 | CONDUIT, FURNISH & INSTALL, OPEN TRENCH | LF | 320 |  | 0 |  | 0
67 | 630-2-12 | CONDUIT, FURNISH & INSTALL, DIRECTIONAL BORE | LF | 481 |  | 0 |  | 0
68 | 635-2-11 | PULL & SPLICE BOX, F&I, 13" X 24" COVER SIZE | EA | 19 |  | 0 |  | 0
69 | 639-1-122 | ELECTRICAL POWER SERVICE, F&I, UNDERGROUND, METER PURCHASED BY CONTRACTOR | AS | 1 |  | 0 |  | 0
70 | 639-2-1 | ELECTRICAL SERVICE WIRE, FURNISH & INSTALL | LF | 60 |  | 0 |  | 0
71 | 639-3-11 | ELECTRICAL SERVICE DISCONNECT, F&I, POLE MOUNT | EA | 1 |  | 0 |  | 0
72 | 641-2-12 | PRESTRESSED CONCRETE POLE, F&I, TYPE P-II SERVICE POLE (12') | EA | 2 |  | 0 |  | 0
73 | 654-2-21 | MIDBLOCK CROSSWALK: RECTANGULAR RAPID FLASHING BEACON, FURNISH & INSTALL - SOLAR, COMPLETE SIGN ASSY- SINGLE DIRECTION | AS | 6 |  | 0 |  | 0
74 | 654-2-22 | MIDBLOCK CROSSWALK: RECTANGULAR RAPID FLASHING BEACON, FURNISH & INSTALL - SOLAR, COMPLETE SIGN ASSY- BACK TO BACK | AS | 2 |  | 0 |  | 0
SIGNALIZATION COMPONENT SUB-TOTAL
LIGHTING COMPONENT
75 | 715-1-12 | LIGHTING CONDUCTORS, F&I, INSULATED, NO. 8 - 6 | LF | 4301 |  | 0 |  | 0
76 | 715-4-12 | LIGHT POLE COMPLETE, FURNISH & INSTALL STANDARD POLE STANDARD FOUNDATION, 35' MOUNTING HEIGHT | LF | 10 |  | 0 |  | 0
77 | 715-7-11 | LOAD CENTER, F&I, SECONDARY VOLTAGE | EA | 1 |  | 0 |  | 0
78 | 715-11-438 | LUMINAIR, RELOCATE, SIGN, FLOOD | EA | 3 |  | 0 |  | 0
79 | 715-500-1 | POLE CABLE DISTRIBUTION SYSTEM, FURNISH AND INSTALL, CONVENTIONAL | EA | 10 |  | 0 |  | 0
LIGHTING COMPONENT SUB-TOTAL
UTILITIES COMPONENT
80 | 1000-10 | MOBILIZATION (UTILITY CONTRACTOR) | LS | 1 |  | 0 |  | 0
81 | 1000-20 | PRESSURE TEST | LS | 1 |  | 0 |  | 0
82 | 1000-30 | CHLORINATION | LS | 1 |  | 0 |  | 0
83 | 1000-40 | CONTRACTOR ASBUILTS | LS | 1 |  | 0 |  | 0
84 | 1010-012 | 12" CUT IN CONNECTION | EA | 2 |  | 0 |  | 0
85 | 1010-016 | 16" CUT IN CONNECTION | EA | 1 |  | 0 |  | 0
86 | 1050-16001 | 1.5" WM SERVICE REMOVAL | LF | 55 |  | 0 |  | 0
87 | 1050-16003 | UTILITY PIPE, REMOVE & DISPOSE, 12" | LF | 197 |  | 0 |  | 0
88 | 1050-16004 | UTILITY PIPE, REMOVE & DISPOSE, 16" | LF | 124 |  | 0 |  | 0
89 | 1050-31-211 | UTILITY PIPE - POLY VINYL CHLORIDE, F&I, WATER/SEWER, 1" | LF | 100 |  | 0 |  | 0
90 | 1050-51212 | 12" CL350 DIP WATERMAIN | LF | 270 |  | 0 |  | 0
91 | 1050-51216 | 16" CL350 DIP WATERMAIN | LF | 108 |  | 0 |  | 0
92 | 1055-51112 | UTILITY FITTINGS, 12" -90 DEG MJ BEND (RJ) | EA | 0 |  | 0 |  | 0 | Updated
93 | 1055-51116 | UTILITY FITTINGS, 16"- 90 DEG MJ BEND (RJ) | EA | 1 |  | 0 |  | 0
94 | 1055-52112 | UTILITY FITTINGS, 12"-45 DEG MJ BEND (RJ) | EA | 11 |  | 0 |  | 0
95 | 1055-52116 | UTILITY FITTINGS, 16"-45 DEG MJ BEND (RJ) | EA | 1 |  | 0 |  | 0
96 | 1055-53112 | UTILITY FITTINGS, 12"-22.5 DEG MJ BEND (RJ) | EA | 1 |  | 0 |  | 0
97 | 1055-54306 | UTILITY FITTINGS, 12"X6" MJ REDUCER (RJ) | EA | 1 |  | 0 |  | 0
98 | 1055-54312 | UTILITY FITTINGS, 16"X12" MJ REDUCER (RJ) | EA | 1 |  | 0 |  | 0
99 | 1055-55212 | UTILITY FITTINGS, 12"X12" MJ CROSS (RJ) | EA | 1 |  | 0 |  | 0
100 | 1080-21101 | POTABLE WATER SERVICE, 1.5", SCH 80 | LF | 62 |  | 0 |  | 0
101 | 1080-24112 | UTILITY FIXTURE - 12" GV W/BOX, PAD, ID & TRACER | EA | 1 |  | 0 |  | 0
102 | 1644-113 | FIRE HYDRANT ASSEMBLY, COMPLETE | EA | 1 |  | 0 |  | 0
103 | 1644-900 | FIRE HYDRANT, REMOVE | EA | 1 |  | 0 |  | 0
104 | 1800-1000 | ADJUST MH RIM & COVER | EA | 2 |  | 0 |  | 0
105 | 1800-1100 | ADJUST VALVE | EA | 1 |  | 0 |  | 0
106 | 1800-1200 | RELOCATE EXISTING WATER METER, BOX & BACKFLOW PREVENTION DEVICE | EA | 1 |  | 0 |  | 0
UTILITIES COMPONENT SUB-TOTAL
Subtotal Price ( Total Roadway Component, Signing and Pavement Markings Component, Signalization Component, Lighting Component, Utilities Component)
OTHER
107 |  | CONTRACT CONTINGENCY (USED ONLY WITH COUNTY APPROVAL) |  | 10%
TOTAL BID PRICE ( SUBTOTAL PRICE PLUS THE CONSTRUCTION CONTINGENCY)
BIDDER NAME___________________________________________________________________
BIDDER SIGNATURE______________________________________________________________

## DO NOT USE 100% (hidden)
PROCEDURE FOR PROJECTS
Step 1 |  | Input Item, Description and Unit
Step 2 |  | Input Actual Quantity (Col E) and Unit Price (Col K)
Step 3 |  | Notice the 15% increase is shown in the table (Col F)
Step 4 |  | Now manually input the Bid Quantity to nearest $5 or $10 (Col E) - Increase only Area and Volume units
Note: |  | All Manual Input Fields are in Blue
Manatee County | [8 empty] | Quant. Markup= | 0% | 24018698 | << Mobilization (Input % below)(Use 10 to 15%)
Public Works Department | [8 empty] | UP Markup= | 0% | 2401870 | 10%
75th Avenue West | [10 empty] | 21835180 | << MOT (Input % below)(Use 8 to 12%)
Manatee Project ID: 6092560 | [10 empty] | 2183518 | 10%
EOR: Hamid R. Faraji, PE No. 51581
100% Opinion of Probable Cost Estimate | [10 empty] | VERIFIED PAY ITEMS
| PAY ITEM NO. |  |  | HIDE ACTUAL QUANTITY | ESTIMATED QUANTITY | HIDE ACTUAL UNIT PRICE | ESTIMATED UNIT PRICE
ITEM |  | DESCRIPTION | UNIT |  |  |  |  | TOTAL PRICE | PCT | Available
[9 empty] | CHG | Contingency
ROADWAY COMPONENT | [13 empty] | SHEET BY SHEET HAND CALCULATIONS
1 | 101-1 | MOBILIZATION | LS | 1 | 1 |  | 2401870 | 2401870 | [5 empty] | P1 | P2 | P3 | P4 | P5 | P6 | P7 | P8 | P9 | P10 | P11 | P12 | P13 | P14 | P15 | P16 | P17 | P18 | P19 | P20 | P21 | P22 | P23 | P24 | Pond
2 | 102-1 | MAINTENANCE OF TRAFFIC | LS | 1 | 1 |  | 2183518 | 2183518 | [30 empty] | 0
3 | 104-18 | INLET PROTECTION SYSTEM | EA | 5 | 5 | 108.91 | 109 | 545 | [5 empty] | 0 | 1 | 0 | 0 | 0 | 0 | 0 | 2 | 0 | 0 | 0 | 0 | 0 | 0 | 0 | 0 | 2 | 0 | 0 | 0 | 0 | 0 | 0 | 0 | 0 | 5
4 | 104-10-3 | SEDIMENT BARRIER | LF | 22751 | 22751 | 1.86 | 2 | 45502 | [5 empty] | 838.46 | 830.97 | 1230.06 | 1266.26 | 1099.08 | 1130.03 | 1160.88 | 1213.21 | 1307.81 | 1113.64 | 1144.21 | 483.82 | 1162.01 | 1223.67 | 1122.1 | 1008.79 | 1216.84 | 938.61 | 1086.22 | 104.36 | 100.42 | 1098.34 | 870.9 | 0 | 2963.34 | 22750.69
5 | 104-11 | FLOATING TURBIDITY BARRIER | LF | 1765 | 1765 | 6.34 | 7 | 12355 | [5 empty] | 158.76 | 89.07 | 213 | 0 | 0 | 0 | 0 | 0 | 0 | 0 | 238.28 | 713.23 | 0 | 0 | 0 | 0 | 0 | 189.62 | 0 | 162.84 | 0 | 0 | 0 | 0 | 258.7 | 1764.8
6 | 110-1-1 | CLEARING AND GRUBBING | LS/AC | 52 | 52 | 27852.42 | 27853 | 1448356 | [5 empty] | 0.61 | 1.13 | 1.82 | 2.04 | 2.04 | 2.02 | 2.05 | 2.08 | 2.63 | 2.03 | 2.36 | 2.28 | 2.23 | 2.47 | 2.31 | 2.4 | 3.38 | 3.46 | 3.3051 | 0.27 |  | 1.0014 | 0.6133 | 0 | 6.8705 | 51.4003
7 | 110-4-10 | REMOVAL OF EXISTING CONCRETE | SY | 5037 | 5037 | 24.4 | 25 | 125925 | [5 empty] | 103.0178 | 242.5711 | 387.7633 | 344.6022 | 14.1 | 0 | 274.85 | 559.6178 | 163.69 | 0 | 0 | 191.2756 | 766.1678 | 553.1 | 372.1444 | 278.63 | 562.9867 | 90.7522 | 37.9333 | 36.8378 | 14.26 | 0 | 42.36 | 0 | 0 | 5036.66
8 | 110-7-1 | MAILBOX, F&I SINGLE | EA | 21 | 21 | 173.17 | 174 | 3654 | [5 empty] | 0 | 0 | 4 | 1 | 2 | 3 | 0 | 0 | 1 | 4 | 2 | 0 | 0 | 0 | 0 | 1 | 0 | 1 | 0 | 0 |  | 2 | 0 | 0 |  | 21
9 | 120-1 | REGULAR EXCAVATION | CY | 140982.3 | 140983 | 6.32 | 7 | 986881 | [30 empty] | 0
10 | 120-6 | EMBANKMENT | CY | 66245 | 66245 | 6.12 | 7 | 463715 | [30 empty] | 0
11 | 160-4 | TYPE B STABILIZATION | SY | 108959 | 108959 | 6.77 | 7 | 762713 | [5 empty] | 1372.13 | 3806.75 | 5585.24 | 6221.12 | 4768.89 | 4768.82 | 5053.95 | 6725.52 | 8408.95 | 5064.13 | 5375.6 | 4769.39 | 5934.29 | 8182.2 | 6246.3 | 6569.88 | 8701.4 | 6348.56 | 2356.49 | 23.27 | 0 | 1633.06 | 1042.25 | 0 |  | 108958.19
12 | 285-701 | OPTIONAL BASE, BASE GROUP 01, TYPE B-12.5 (CURB PAD) | SY | 1018 | 1018 | 25.9 | 26 | 26468 | [5 empty] | SHEET BY SHEET HAND CALCULATIONS P1: 225.7467; SHEET BY SHEET HAND CALCULATIONS P2: 303.9567; SHEET BY SHEET HAND CALCULATIONS P19: 419.2633; SHEET BY SHEET HAND CALCULATIONS P20: 68.3933 |  | 1017.36
13 | 285-709 | OPTIONAL BASE, BASE GROUP 09 | SY | 88614 | 88614 | 18.04 | 19 | 1683666 | [5 empty] | 0 | 0 | 3026.75 | 5437.48 | 4038.16 | 4038.5 | 4323.23 | 5965.96 | 7634.84 | 4332.2 | 4556.99 | 4040.33 | 5189.91 | 7441.43 | 5528.23 | 5779.13 | 7885.14 | 5593.9 | 1675.09 | 17.06 | 0 | 1319.06 | 790.33 | 0 | 0 | 88613.72
14 | 285-715 | OPTIONAL BASE, BASE GROUP 15 | SY | 6286 | 6286 | 60.25 | 61 | 383446 | [5 empty] | 1109.35 | 3370.1 | 1806.45 | 0 | 0 | 0 | 0 | 0 | 0 | 0 | 0 | 0 | 0 | 0 | 0 | 0 | 0 | 0 | 0 | 0 | 0 | 0 | 0 | 0 |  | 6285.9
15 | 327-70-19 | MILLING EXISTING ASPH PAVEMENT, 3/4" AVERAGE DEPTH | SY | 2494 | 2494 | 4.63 | 5 | 12470 | [5 empty] | 0 | 2493.13 | 0 | 0 | 0 | 0 | 0 | 0 | 0 | 0 | 0 | 0 | 0 | 0 | 0 | 0 | 0 | 0 | 0 | 0 | 0 | 0 | 0 | 0 | 0 | 2493.13
16 | 327-70-6 | MILLING EXISTING ASPH PAVEMENT, 1-1/2" AVERAGE DEPTH | SY | 7965 | 7965 | 2.95 | 3 | 23895 | [5 empty] | SHEET BY SHEET HAND CALCULATIONS P19: 5440.74; SHEET BY SHEET HAND CALCULATIONS P21: 0; SHEET BY SHEET HAND CALCULATIONS P22: 1246.02; SHEET BY SHEET HAND CALCULATIONS P23: 1163; SHEET BY SHEET HAND CALCULATIONS P24: 114.66 |  | 7964.42
17 | 334-1-13 | SUPERPAVE ASPHALTIC CONCRETE, TRAFFIC C | TN | 15538 | 15538 | 93.22 | 94 | 1460572 |  |  |  |  | SY ===> | 1104.8 | 3353.5 | 4811.74 | 5409 | 3995.55 | 3995.55 | 4280.24 | 5940.01 | 7593.74 | 4289.12 | 4502.92 | 3995.91 | 5158.84 | 7392.24 | 5510.85 | 5739.07 | 7836.32 | 5546.2 | 1633.92 | 16.28 | 0 | 1279.82 | 779.52 | 0 |  | 15537.2481
18 | 337-7-25 | ASPHALTIC CONCRETE FC, INC BIT, FC-5, PG 76-22 | TN | 100 | 100 | 161.57 | 162 | 16200 | [5 empty] | SHEET BY SHEET HAND CALCULATIONS P2: 2493.13 |  | 99.7252
19 | 337-7-81 | ASPHALTIC CONCRETE FC, TRAFFIC B, FC-12.5, PG 76-22 | TN | 934 | 934 | 173.86 | 174 | 162516 | [5 empty] | 0 | 0 | 0 | 0 | 0 | 0 | 0 | 0 | 1289.72 | 0 | 0 | 0 | 0 | 0 | 0 | 0 | 0 | 0 | 5440.74 | 0 |  | 2525.84 | 1942.52 | 114.66 |  | 933.3621
20 | 337-7-83 | ASPHALTIC CONCRETE FC, TRAFFIC C, FC-12.5, PG 76-22 | TN | 7493 | 7493 | 151.6 | 152 | 1138936 | [5 empty] | 1104.8 | 3353.5 | 4811.74 | 5409 | 3995.55 | 3995.55 | 4280.24 | 5940.01 | 6304.02 | 4289.12 | 4502.92 | 3995.91 | 5158.84 | 7392.24 | 5510.85 | 5739.07 | 7836.32 | 5546.2 | 1633.92 | 16.28 | 0 | 0 | 0 | 0 | 0 | 7492.3266
21 | 339-1 | MISCELLANEOUS ASPHALT PAVEMENT | TN | 5.6 | 5.6 | 210.68 | 211 | 1182
22 | 425-1-201 | INLETS, CURB, TYPE 9, <10' | EA | 2 | 2 | 13333.33 | 13334 | 26668 | [5 empty] | 0 | 0 | 0 | 0 | 0 | 0 | 0 | 0 | 0 | 0 | 0 | 0 | 0 | 0 | 0 | 0 | 0 | 0 | 0 | 0 |  | 0 | 2 | 0 |  | 2
23 | 425-1-351 | INLETS, CURB, TYPE P-5, <10' | EA | 5 | 5 | 5872.89 | 5873 | 29365 | [5 empty] | 2 | 0 | 0 | 2 | 0 | 0 | 0 | 1 | 0 | 0 | 0 | 0 | 0 | 0 | 0 | 0 | 0 | 0 | 0 | 0 |  | 0 | 0 | 0 |  | 5
24 | 425-1-451 | INLETS, CURB, TYPE J-5, <10' | EA | 7 | 7 | 14252.57 | 14253 | 99771 | [5 empty] | 0 | 1 | 2 | 2 | 0 | 0 | 0 | 1 | 0 | 0 | 0 | 0 | 0 | 0 | 1 | 0 | 0 | 0 | 0 | 0 |  | 0 | 0 | 0 |  | 7
25 | 425-1-461 | INLETS, CURB, TYPE J-6, <10' | EA | 1 | 1 | 13496.12 | 13497 | 13497 | [5 empty] | SHEET BY SHEET HAND CALCULATIONS P15: 1; SHEET BY SHEET HAND CALCULATIONS P16: 0; SHEET BY SHEET HAND CALCULATIONS P17: 0; SHEET BY SHEET HAND CALCULATIONS P18: 0; SHEET BY SHEET HAND CALCULATIONS P19: 0; SHEET BY SHEET HAND CALCULATIONS P20: 0; SHEET BY SHEET HAND CALCULATIONS P21: 0; SHEET BY SHEET HAND CALCULATIONS P22: 0; SHEET BY SHEET HAND CALCULATIONS P23: 0; SHEET BY SHEET HAND CALCULATIONS P24: 0 |  | 1
26 | 425-1-521 | INLETS, DT BOT, TYPE C, <10' | EA | 1 | 1 | 4378.26 | 4379 | 4379 | [5 empty] | 0 | 0 | 1 | 0 | 0 | 0 | 0 | 0 | 0 | 0 | 0 | 0 | 0 | 0 | 0 | 0 | 0 | 0 | 0 | 0 |  | 0 | 0 | 0 |  | 1
27 | 425-1-523 | INLETS, DT BOT, TYPE C, J BOT, <10' | EA | 52 | 52 | 10040.18 | 10041 | 522132 | [5 empty] | 0 | 1 | 3 | 4 | 4 | 6 | 7 | 2 | 2 | 5 | 4 | 2 | 3 | 4 | 1 | 2 | 2 | 0 | 0 | 0 |  | 0 | 0 | 0 |  | 52
28 | 425-1-531 | INLETS, DT BOT, TYPE C MODIFIED-BACK OF SIDEWALK, <10' | EA | 23 | 23 | 4029.39 | 4030 | 92690 | [5 empty] | 0 | 0 | 1 | 2 | 4 | 2 | 1 | 0 | 2 | 4 | 3 | 0 | 0 | 0 | 2 | 1 | 1 | 0 | 0 | 0 |  | 0 | 0 | 0 |  | 23
29 | 425-1-541 | INLETS, DT BOT, TYPE D, <10' | EA | 6 | 6 | 5319.92 | 5320 | 31920 | [5 empty] | 0 | 1 | 0 | 0 | 0 | 0 | 0 | 0 | 0 | 0 | 0 | 0 | 0 | 0 | 0 | 0 | 0 | 0 | 4 | 0 |  | 0 | 0 | 0 | 1 | 6
30 | 425-1-543 | INLETS, DT BOT, TYPE D, J BOT, <10' | EA | 3 | 3 | 6700 | 6700 | 20100 | [5 empty] | 0 | 0 | 0 | 0 | 0 | 0 | 0 | 0 | 0 | 0 | 0 | 2 | 0 | 0 | 1 | 0 | 0 | 0 | 0 | 0 |  | 0 | 0 | 0 |  | 3
31 | 425-1-581 | INLETS, DT BOT, TYPE H, <10' | EA | 1 | 1 | 12280 | 12280 | 12280 | [29 empty] | 1 | 1
32 | 425-2-71 | MANHOLES, J-7, <10' | EA | 7 | 7 | 13412.83 | 13413 | 93891 | [5 empty] | 0 | 1 | 1 | 1 | 0 | 0 | 0 | 0 | 0 | 0 | 1 | 0 | 0 | 0 | 0 | 2 | 0 | 1 | 0 | 0 |  | 0 | 0 | 0 |  | 7
33 | 425-2-91 | MANHOLES, J-8, <10' | EA | 10 | 10 | 9850.86 | 9851 | 98510 | [5 empty] | 0 | 0 | 0 | 1 | 0 | 0 | 0 | 0 | 0 | 0 | 3 | 1 | 0 | 0 | 0 | 2 | 1 | 1 | 0 | 0 |  | 0 | 0 | 0 | 1 | 10
34 | 430-175-115 | PIPE CULV, OPT MATL, ROUND, 15" S/CD | LF | 43 | 43 | 157.45 | 158 | 6794 | [5 empty] | 28 | 0 | 15 | 0 | 0 | 0 | 0 | 0 | 0 | 0 | 0 | 0 | 0 | 0 | 0 | 0 | 0 | 0 | 0 | 0 |  | 0 | 0 | 0 |  | 43
35 | 430-175-118 | PIPE CULV, OPT MATL, ROUND, 18" S/CD | LF | 4938 | 4938 | 89.47 | 90 | 444420 | [5 empty] | 0 | 0 | 188 | 500 | 136 | 448 | 383 | 433 | 425 | 882 | 414 | 207 | 114 | 228 | 102 | 397 | 0 | 0 | 0 | 0 |  | 0 | 0 | 0 | 81 | 4938
36 | 430-175-124 | PIPE CULV, OPT MATL, ROUND, 24" S/CD | LF | 3240 | 3240 | 100.78 | 101 | 327240 | [5 empty] | 0 | 303 | 302 | 0 | 0 | 0 | 522 | 0 | 208 | 579 | 412 | 0 | 0 | 0 | 355 | 273 | 0 | 189 | 97 | 0 |  | 0 | 0 | 0 |  | 3240
37 | 430-175-130 | PIPE CULV, OPT MATL, ROUND, 30" S/CD | LF | 1856 | 1856 | 132.76 | 133 | 246848 | [5 empty] | 0 | 0 | 0 | 0 | 229 | 512 | 229 | 0 | 0 | 325 | 162 | 0 | 0 | 0 | 284 | 0 | 0 | 115 | 0 | 0 |  | 0 | 0 | 0 |  | 1856
38 | 430-175-136 | PIPE CULV, OPT MATL, ROUND, 36" S/CD | LF | 2122 | 2122 | 199.46 | 200 | 424400 | [5 empty] | 0 | 0 | 275 | 800 | 145 | 0 | 0 | 0 | 0 | 0 | 353 | 507 | 0 | 0 | 0 | 0 | 0 | 0 | 0 | 0 |  | 0 | 0 | 0 | 42 | 2122
39 | 430-175-142 | PIPE CULV, OPT MATL, ROUND, 42" S/CD | LF | 2022 | 2022 | 219.06 | 220 | 444840 | [5 empty] | 0 | 0 | 0 | 0 | 0 | 0 | 0 | 0 | 0 | 0 | 13 | 0 | 535 | 651 | 607 | 216 | 0 | 0 | 0 | 0 |  | 0 | 0 | 0 |  | 2022
40 | 430-175-215 | PIPE CULV, OPT MATL, OTHER SHAPE - ELIP/ARCH, 15" S/CD | LF | 496 | 496 | 103.3 | 104 | 51584 | [5 empty] | 0 | 0 | 0 | 0 | 0 | 0 | 0 | 0 | 0 | 0 | 0 | 0 | 0 | 0 | 40 | 0 | 0 | 0 | 0 | 0 |  | 135 | 321 | 0 |  | 496
41 | 430-175-218 | PIPE CULV, OPT MATL, OTHER SHAPE - ELIP/ARCH, 18" S/CD | LF | 101 | 101 | 119.63 | 120 | 12120 | [5 empty] | SHEET BY SHEET HAND CALCULATIONS P2: 101 |  | 101
42 | 430-175-224 | PIPE CULV, OPT MATL, OTHER SHAPE - ELIP/ARCH, 24" S/CD | LF | 225 | 225 | 148.51 | 149 | 33525 | [5 empty] | 0 | 70 | 0 | 0 | 0 | 0 | 0 | 0 | 0 | 0 | 146 | 0 | 0 | 0 | 9 | 0 | 0 | 0 | 0 | 0 |  | 0 | 0 | 0 |  | 225
43 | 430-175-230 | PIPE CULV, OPT MATL, OTHER SHAPE - ELIP/ARCH, 30" S/CD | LF | 150 | 150 | 171.04 | 172 | 25800 | [5 empty] | 0 | 0 | 0 | 0 | 0 | 0 | 0 | 0 | 0 | 0 | 0 | 150 | 0 | 0 | 0 | 0 | 0 | 0 | 0 | 0 |  | 0 | 0 | 0 |  | 150
44 | 430-175-242 | PIPE CULV, OPT MATL, OTHER SHAPE - ELIP/ARCH, 42" S/CD | LF | 198 | 198 | 231.7 | 232 | 45936 | [5 empty] | 0 | 0 | 0 | 0 | 0 | 0 | 0 | 0 | 0 | 0 | 73 | 0 | 0 | 0 | 0 | 125 | 0 | 0 | 0 | 0 |  | 0 | 0 | 0 |  | 198
45 | 430-175-248 | PIPE CULV, OPT MATL, OTHER SHAPE - ELIP/ARCH, 48" S/CD | LF | 1349 | 1349 | 1000 | 1000 | 1349000 | [5 empty] | 0 | 0 | 421 | 0 | 0 | 0 | 0 | 0 | 0 | 0 | 0 | 0 | 0 | 0 | 0 | 291 | 477 | 0 | 0 | 0 |  | 0 | 0 | 0 | 160 | 1349
46 | 430-175-260 | PIPE CULV, OPT MATL, OTHER SHAPE - ELIP/ARCH, 60" S/CD | LF | 160 | 160 | 5678 | 5678 | 908480 | [5 empty] | 104 | 56 | 0 | 0 | 0 | 0 | 0 | 0 | 0 | 0 | 0 | 0 | 0 | 0 | 0 | 0 | 0 | 0 | 0 | 0 |  | 0 | 0 | 0 |  | 160
47 | 430-200-25 | FLARED END SECTION, CONCRETE, 18" | EA | 1 | 1 | 2628.57 | 2629 | 2629 | [5 empty] | 0 | 0 | 0 | 0 | 0 | 0 | 0 | 0 | 0 | 0 | 1 | 0 | 0 | 0 | 0 | 0 | 0 | 0 | 0 | 0 |  | 0 | 0 | 0 |  | 1
48 | 430-536-100 | STRAIGHT CONCRETE ENDWALLS, 36", SINGLE, 0 DEGREES, ROUND | EA | 2 | 2 | 5567.33 | 5568 | 11136 | [5 empty] | 0 | 0 | 0 | 0 | 0 | 0 | 0 | 0 | 0 | 0 | 0 | 0 | 0 | 0 | 0 | 0 | 0 | 0 | 0 | 0 |  | 0 | 0 | 0 | 2 | 2
49 | 430-542-100 | STRAIGHT CONCRETE ENDWALLS, 42", SINGLE, 0 DEGREES, ROUND | EA | 1 | 1 | 6500 | 6500 | 6500 | [5 empty] | 0 | 0 | 0 | 0 | 0 | 0 | 0 | 0 | 0 | 0 | 1 | 0 | 0 | 0 | 0 | 0 | 0 | 0 | 0 | 0 |  | 0 | 0 | 0 |  | 1
50 | 430-530-102 | STRAIGHT CONCRETE ENDWALLS, 30", SINGLE, 0 DEGREES, ELLIP | EA | 2 | 2 | 4100 | 4100 | 8200 | [5 empty] | 0 | 0 | 0 | 0 | 0 | 0 | 0 | 0 | 0 | 0 | 0 | 2 | 0 | 0 | 0 | 0 | 0 | 0 | 0 | 0 |  | 0 | 0 | 0 |  | 2
51 | 430-530-110 | STRAIGHT CONCRETE ENDWALLS, 30", SINGLE, 15 DEGREES, ROUND | EA | 1 | 1 | 3260 | 3260 | 3260 | [5 empty] | 0 | 0 | 0 | 0 | 0 | 0 | 0 | 0 | 0 | 0 | 0 | 0 | 0 | 0 | 0 | 0 | 0 | 1 | 0 | 0 |  | 0 | 0 | 0 |  | 1
52 | 430-530-120 | STRAIGHT CONCRETE ENDWALLS, 30", SINGLE, 30 DEGREES, ROUND | EA | 1 | 1 | 5150 | 5150 | 5150 | [5 empty] | 0 | 0 | 0 | 0 | 0 | 0 | 0 | 0 | 0 | 0 | 0 | 0 | 0 | 0 | 0 | 0 | 0 | 1 | 0 | 0 |  | 0 | 0 | 0 |  | 1
53 | 430-963-2 | PVC PIPE FOR BACK OF SIDEWALK, NON STANDARD DIAMETER | LF | 204 | 204 | 70 | 70 | 14280 | [5 empty] | 0 | 0 | 0 | 0 | 0 | 0 | 0 | 204 | 0 | 0 | 0 | 0 | 0 | 0 | 0 | 0 | 0 | 0 | 0 | 0 |  | 0 | 0 | 0 |  | 204
54 | 430-984-125 | MITERED END SECTION, OPTIONAL ROUND, 18" SD | EA | 1 | 1 | 1502.31 | 1503 | 1503 | [5 empty] | 0 | 0 | 0 | 0 | 0 | 0 | 0 | 0 | 0 | 0 | 0 | 0 | 0 | 0 | 0 | 0 | 0 | 0 | 0 | 0 |  | 0 | 0 | 0 | 1 | 1
55 | 430-984-129 | MITERED END SECTION, OPTIONAL ROUND, 24" SD | EA | 4 | 4 | 1937.83 | 1938 | 7752 | [5 empty] | 0 | 0 | 0 | 0 | 0 | 0 | 0 | 0 | 0 | 0 | 0 | 0 | 0 | 0 | 0 | 0 | 0 | 4 | 0 | 0 |  | 0 | 0 | 0 |  | 4
56 | 430-984-623 | MITERED END SECTION, OPTIONAL - ELLIPTICAL / ARCH, 15" SD | EA | 10 | 10 | 500 | 500 | 5000 | [5 empty] | 0 | 0 | 0 | 0 | 0 | 0 | 0 | 0 | 0 | 0 | 0 | 0 | 0 | 0 | 1 | 0 | 0 | 0 | 0 | 0 |  | 8 | 1 | 0 |  | 10
57 | 430-984-624 | MITERED END SECTION, OPTIONAL - ELLIPTICAL / ARCH, 24" SD | EA | 1 | 1 | 2449.99 | 2450 | 2450 | [5 empty] | 0 | 0 | 0 | 0 | 0 | 0 | 0 | 0 | 0 | 0 | 1 | 0 | 0 | 0 | 0 | 0 | 0 | 0 | 0 | 0 |  | 0 | 0 | 0 |  | 1
58 | 430-984-640 | MITERED END SECTION, OPTIONAL - ELLIPTICAL / ARCH, 42" SD | EA | 1 | 1 | 2547.3 | 2548 | 2548 | [5 empty] | 0 | 0 | 0 | 0 | 0 | 0 | 0 | 0 | 0 | 0 | 1 | 0 | 0 | 0 | 0 | 0 | 0 | 0 | 0 | 0 |  | 0 | 0 | 0 |  | 1
59 | 430-984-641 | MITERED END SECTION, OPTIONAL - ELLIPTICAL / ARCH, 48" SD | EA | 2 | 2 | 5517.99 | 5518 | 11036 | [5 empty] | 0 | 0 | 0 | 0 | 0 | 0 | 0 | 0 | 0 | 0 | 0 | 0 | 0 | 0 | 0 | 0 | 2 | 0 | 0 | 0 |  | 0 | 0 | 0 |  | 2
60 | 430-984-643 | MITERED END SECTION, OPTIONAL - ELLIPTICAL / ARCH, 60" SD | EA | 2 | 2 | 7000 | 7000 | 14000 | [5 empty] | 1 | 1 | 0 | 0 | 0 | 0 | 0 | 0 | 0 | 0 | 0 | 0 | 0 | 0 | 0 | 0 | 0 | 0 | 0 | 0 |  | 0 | 0 | 0 |  | 2
61 | 440-1-50 | UNDERDRAIN | LF | 1475 | 1475 | 82.22 | 83 | 122425 | [5 empty] | 0 | 0 | 0 | 0 | 0 | 510 | 0 | 0 | 0 | 0 | 0 | 767 | 0 | 198 | 0 | 0 | 0 | 0 | 0 | 0 |  | 0 | 0 | 0 |  | 1475
62 | 515-1-1 | PIPE HANDRAIL - GUIDERAIL, STEEL | LF | 250 | 250 | 78.62 | 79 | 19750 | [5 empty] | 0 | 0 | 10 | 30 | 40 | 20 | 10 | 0 | 20 | 40 | 30 | 0 | 0 | 0 | 20 | 20 | 10 | 0 | 0 | 0 |  | 0 | 0 | 0 | 0 | 250
63 | 520-1-10 | CONCRETE CURB & GUTTER, TYPE F | LF | 24269 | 24269 | 29.09 | 30 | 728070 | [5 empty] | 677.24 | 911.87 | 1740.17 | 1522.71 | 1160 | 1160 | 1161.85 | 1577.17 | 1338.43 | 1162.02 | 1160 | 1160 | 1161.42 | 1099.92 | 1527.03 | 1250.97 | 1377.81 | 1161.69 | 1257.79 | 205.18 |  | 0 | 495.62 | 0 |  | 24268.89
64 | 520-2-1 | CONCRETE CURB, TYPE A | LF | 171 | 171 | 30.48 | 31 | 5301 | [5 empty] | 0 | 0 | 0 | 170.33 | 0 | 0 | 0 | 0 | 0 | 0 | 0 | 0 | 0 | 0 | 0 | 0 | 0 | 0 | 0 | 0 |  | 0 | 0 | 0 |  | 170.33
65 | 201.3 | CONCRETE CURB, TYPE AB | LF | 373 | 373 | 20 | 20 | 7460 | [5 empty] | 0 | 0 | 0 | 0 | 0 | 0 | 0 | 126.73 | 0 | 0 | 0 | 0 | 0 | 142.67 | 0 | 0 | 102.62 | 0 | 0 | 0 |  | 0 | 0 | 0 |  | 372.02
66 | 527-2 | DETECTABLE WARNINGS | SF | 844 | 844 | 28.85 | 29 | 24476 | [5 empty] | SHEET BY SHEET HAND CALCULATIONS P2: 157.61; SHEET BY SHEET HAND CALCULATIONS P4: 86.41; SHEET BY SHEET HAND CALCULATIONS P8: 60.17; SHEET BY SHEET HAND CALCULATIONS P9: 128.94; SHEET BY SHEET HAND CALCULATIONS P11: 64.26; SHEET BY SHEET HAND CALCULATIONS P14: 165.11; SHEET BY SHEET HAND CALCULATIONS P17: 151.88; SHEET BY SHEET HAND CALCULATIONS P19: 29.36 |  | 843.74
67 | 550-10-222 | FENCING, TYPE B, 5.1-6.0, W/ VINYL COAT | LF | 2570 | 2570 | 31.1 | 32 | 82240 | [30 empty] | 0
68 | 522-1 | CONCRETE SIDEWALK AND DRIVEWAYS, 4" | SY | 5943 | 5943 | 46.57 | 47 | 279321 | [5 empty] | 0 | 294.58 | 348.37 | 356.89 | 352.57 | 373.34 | 387.3 | 419.29 | 436.02 | 377.06 | 373.58 | 384.52 | 386.71 | 377.71 | 352.69 | 347.24 | 283.68 | 0 | 0 | 0 | 91 | 0 | 0 | 0 | 0 | 5942.55
69 | 522-2 | CONCRETE SIDEWALK AND DRIVEWAYS, 6" | SY | 2579 | 2579 | 63.26 | 64 | 165056 | [5 empty] | 0 | 69.75 | 472.31 | 90.58 | 221.34 | 338.98 | 67.57 | 142.38 | 42.88 | 318.16 | 248.43 | 0 | 0 | 0 | 0 | 60.73 | 0 | 242.85 | 0 | 0 |  | 197.42 | 64.86 | 0 | 0 | 2578.24
70 | 536-1-1 | GUARDRAIL (W-BEAM, GENERAL, TL-3) | LF | 383 | 383 | 22.91 | 23 | 8809 | [5 empty] | 377 | 0 | 0 | 0 | 0 | 0 | 0 | 0 | 0 | 0 | 0 | 0 | 0 | 0 | 0 | 0 | 0 | 0 | 0 | 0 |  | 0 | 0 | 0 |  | 377
71 | 536-85-24 | GUARDRAIL END TREATMENT- PARALLEL APPROACH TERMINAL | EA | 2 | 2 | 3400.27 | 3401 | 6802 | [5 empty] | 2 | 0 | 0 | 0 | 0 | 0 | 0 | 0 | 0 | 0 | 0 | 0 | 0 | 0 | 0 | 0 | 0 | 0 | 0 | 0 |  | 0 | 0 | 0 |  | 2
72 | 570-1-2 | PERFORMANCE TURF, SOD | SY | 83746 | 92120.6 | 3.02 | 4 | 368483 | [5 empty] | 1697.1022 | 1281.7622 | 2128.0556 | 2933.0505 | 4284.5922 | 4123.4922 | 4172.7311 | 2515.8783 | 2361.2111 | 3887.6233 | 5374.3122 | 5618.6822 | 4214.1467 | 3278.6328 | 4201.62 | 4417.6367 | 7223.297 | 9969.8467 | 7901.9744 | 1244.9244 |  | 843.6733 | 71.34 |  |  | 83745.5853
73 |  | WETLAND MITIGATION PLANTING | LS | 1 | 1 | 41966 | 41966 | 41966
[7 empty] | ROADWAY COMPONENT SUB-TOTAL | 20666178
SHARED USE PATH COMPONENT
OPTION #1
74 | 160-4 | TYPE B STABILIZATION | SY | 16578 | 16578 | 6.77 | 7 | 116046 | [5 empty] | 0 | 347.73 | 880.81 | 945.42 | 1015.69 | 916.86 | 1008.2 | 895.41 | 927.08 | 926.16 | 872.07 | 1037.74 | 1033.87 | 846.51 | 1034.53 | 1031.11 | 905.38 | 972.46 | 980.45 | 0 |  | 0 | 0 | 0 |  | 16577.48
75 | 285-701 | OPTIONAL BASE, BASE GROUP 01 | SY | 12511 | 12511 | 25.9 | 26 | 325286 |  |  |  |  | SY ===> | 0 | 266.97 | 661.62 | 720.15 | 761.77 | 687.66 | 755.97 | 680.15 | 708.2 | 695.01 | 665.38 | 778.31 | 775.41 | 640.39 | 775.9 | 773.33 | 694.33 | 729.35 | 740.53 | 0 |  | 0 | 0 | 0 |  | 12510.43
76 | 334-1-11 | SUPERPAVE ASPHALTIC CONCRETE, TRAFFIC A | TN | 1032.1105 | 1032.1105 | 210.19 | 211 | 217776 | [5 empty] | 0 | 266.97 | 661.62 | 720.15 | 761.77 | 687.66 | 755.97 | 680.15 | 708.2 | 695.01 | 665.38 | 778.31 | 775.41 | 640.39 | 775.9 | 773.33 | 694.33 | 729.35 | 740.53 | 0 |  | 0 | 0 | 0 |  | 1032.1105
OPTION #1 TOTAL | [7 empty] | 659108
OPTION #2
77 | 160-4 | TYPE B STABILIZATION | SY | 16578 | 16578 | 6.77 | 7 | 116046 | [5 empty] | 0 | 347.73 | 880.81 | 945.42 | 1015.69 | 916.86 | 1008.2 | 895.41 | 927.08 | 926.16 | 872.07 | 1037.74 | 1033.87 | 846.51 | 1034.53 | 1031.11 | 905.38 | 972.46 | 980.45 | 0 |  | 0 | 0 | 0 |  | 16577.48
78 | 522-1 | CONCRETE SIDEWALK AND DRIVEWAYS, 4" | SY | 12511 | 12511 | 46.57 | 47 | 588017 | [5 empty] | 0 | 266.97 | 661.62 | 720.15 | 761.77 | 687.66 | 755.97 | 680.15 | 708.2 | 695.01 | 665.38 | 778.31 | 775.41 | 640.39 | 775.9 | 773.33 | 694.33 | 729.35 | 740.53 | 0 |  | 0 | 0 | 0 |  | 12510.43
OPTION #2 TOTAL | [7 empty] | 704063
[7 empty] | SHARED USE PATH COMPONENT SUB-TOTAL | 704063
SIGNING AND PAVEMENT MARKINGS COMPONENT | [9 empty] | ACTUAL UNIT COSTS updated 1/20/20 by WGP
79 | 523-1 | PATTERNED PAVEMENT, VEHICULAR AREAS (GREEN PAINT) | SY |  | 1321 | 126.65 | 127 | 167767
80 | 700-1-11 | SINGLE POST SIGN, F&I, GROUND MOUNT, UP TO 12 SF | AS | 87 | 88 | 381 | 381 | 33528
81 | 700-1-12 | SINGLE POST SIGN, F&I, GROUND MOUNT, 12-20 SF | AS | 9 | 10 | 1365.93 | 1366 | 13660
82 | 700-2-14 | MULTI- POST SIGN, F&I GROUND MOUNT, 31-50 SF | AS | 3 | 1 | 4170.47 | 4171 | 4171
83 | 700-2-15 | MULTI- POST SIGN, F&I GROUND MOUNT, 51-100 SF | AS | 4 | 6 | 6131.81 | 6132 | 36792
84 | 705-10-1 | OBJECT MARKER, TYPE 1 | EA | 6 | 6 | 148.03 | 149 | 894
85 | 705-11-1 | DELINEATOR, FLEXIBLE TUBULAR | EA | 1 | 1 | 61.21 | 62 | 62
86 | 705-11-3 | DELINEATOR, FLEXIBLE HIGH VISABILITY MEDIAN | EA | 1 | 1 | 187.33 | 188 | 188
87 | 710-11-190 | PAINTED PAVEMENT MARKINGS, STANDARD, WHITE, ISLAND NOSE | SF | 6 | 6 | 2.38 | 3 | 18
88 | 710-11-290 | PAINTED PAVEMENT MARKINGS, STANDARD, YELLOW, ISLAND NOSE | SF | 319 | 377 | 2.98 | 3 | 1131
89 | 710-90 | PAINTED PAVEMENT MARKINGS, FINAL SURFACE | LS | 1 | 1 | 22855.21 | 22856 | 22856
90 | 711-11-123 | THERMOPLASTIC, STANDARD, WHITE, SOLID, 12" | LF | 3915 | 3915 | 2.93 | 3 | 11745
91 | 711-11-124 | THERMOPLASTIC, STANDARD, WHITE, SOLID, 18" FOR DIAGONAL OR CHEVRON | LF | 415 | 525 | 4.2 | 5 | 2625
92 | 711-11-125 | THERMOPLASTIC, STANDARD, WHITE, SOLID, 24" FOR STOP LINE | LF | 765 | 765 | 5.28 | 6 | 4590
93 | 711-11-141 | THERMOPLASTIC, STANDARD, WHITE, 2-4 DOTTED GUIDELINE/6-10 GAP EXTENSION, 6" | GM | 0.973 | 0.973 | 2088.73 | 2089 | 2033
94 | 711-11-160 | THERMOPLASTIC, STANDARD, WHITE, MESSAGE | EA | 12 | 12 | 135.28 | 136 | 1632
95 | 711-11-170 | THERMOPLASTIC, STANDARD, WHITE, ARROW | EA | 151 | 151 | 72.34 | 73 | 11023
96 | 711-11-224 | THERMOPLASTIC, STANDARD, YELLOW, SOLID, 18" FOR DIAGONAL OR CHEVRON | LF | 325 | 445 | 3.85 | 4 | 1780
97 | 711-11-241 | THERMOPLASTIC, STD, YELLOW, SOLID, 2-4 DOTTED GUIDELINE, 6" | GM | 0.157 | 0.157 | 2267.12 | 2268 | 357
98 | 711-14-125 | THERMOPLASTIC, PREFORMED, WHITE SOLID, 24" FOR CROSSWALK | LF | 2545 | 2545 | 15.42 | 16 | 40720
99 | 711-14-160 | THERMOPLASTIC,PREFORMED, WHITE, MESSAGE (BICYCLE SYMBOL) | EA | 46 | 43 | 225.68 | 226 | 9718
100 | 711-14-170 | THERMOPLASTIC, PREFORMED, WHITE, ARROW (BICYCLE ARROW) | EA | 47 | 44 | 147.66 | 148 | 6512
101 | 711-14-660 | THERMOPLASTIC, PREFORMED, MULTI COLOR ROUTE SHIELD | EA | 2 | 2 | 1886.92 | 1887 | 3774
102 | 711-15-101 | THERMOPLASTIC, STANDARD - OPEN GRADED ASPHALT, WHITE, SOLID, 6" | GM | 9.627 | 9.627 | 4347.82 | 4348 | 41859
103 | 711-15-102 | THERMOPLASTIC, STANDARD - OPEN GRADED ASPHALT, WHITE, SOLID, 8" | GM | 0.25 | 0.25 | 6329.98 | 6330 | 1583
104 | 711-15-131 | THERMOPLASTIC, STANDARD - OPEN GRADED ASPHALT, WHITE, SKIP, 6", 10-30 SKIP | GM | 3.118 | 3.118 | 1479.94 | 1480 | 4615
105 | 711-15-133 | THERMOPLASTIC, STANDARD - OPEN GRADED ASPHALT, WHITE, SKIP, 12", 3-9 LANE DROP | GM | 0.059 | 0.059 | 2497.74 | 2498 | 148
106 | 711-15-201 | THERMOPLASTIC, STANDARD - OPEN GRADED ASPHALT, YELLOW, SOLID, 6" | GM | 4.595 | 4.57 | 4318.66 | 4319 | 19738
[7 empty] | SIGNING AND PAVEMENT MARKINGS COMPONENT SUB-TOTAL | 445519
SIGNALIZATION COMPONENT | [9 empty] | ESTIMATED UNIT COST over-ridden by Howard Holley cost estimate Table
107 | 110-4-10 | REMOVAL OF EXISTING CONCRETE | SY | 5 | 5 | 22.73 | 27.18 | 136
108 | 522-1 | CONCRETE SIDEWALK AND DRIVEWAYS, 4" THICK | SY | 5 | 5 | 33.56 | 34.81 | 175
109 | 630-2-11 | CONDUIT, FURNISH & INSTALL, OPEN TRENCH | LF | 1105 | 1105 | 10.5 | 10.88 | 12023
110 | 630-2-12 | CONDUIT, FURNISH & INSTALL, DIRECTIONAL BORE | LF | 21215 | 21215 | 24.34 | 25.73 | 545862
111 | 630-2-14 | CONDUIT, FURNISH & INSTALL, ABOVEGROUND | LF | 40 | 40 | 42.09 | 42.37 | 1695
112 | 632-7-1 | SIGNAL CABLE- NEW OR RECONSTRUCTED INTERSECTION, FURNISH & INSTALL | PI | 4 | 4 | 9043.66 | 10445.47 | 41782
113 | 632-7-6 | SIGNAL CABLE, REMOVE- INTERSECTION | PI | 2 | 2 | 729.83 | 800.48 | 1601
114 | 633-1-121 | FIBER OPTIC CABLE, F&I, UNDERGROUND,2-12 FIBERS | LF | 4075 | 4075 | 3.01 | 3.12 | 12714
115 | 633-1-122 | FIBER OPTIC CABLE, F&I, UNDERGROUND,13-48 FIBERS | LF | 17345 | 17345 | 2.3 | 2.3 | 39894
116 | 633-1-620 | FIBER OPTIC CABLE, REMOVE, UNDERGROUND | LF | 3185 | 3185 | 0.39 | 0.35 | 1115
117 | 633-2-31 | FIBER OPTIC CONNECTION, INSTALL, SPLICE | EA | 28 | 28 | 37.7 | 37.73 | 1057
118 | 633-2-32 | FIBER OPTIC CONNECTION, INSTALL, TERMINATION | EA | 72 | 72 | 75.86 | 71.98 | 5183
119 | 633-3-11 | FIBER OPTIC CONNECTION HARDWARE, F&I, SPLICE ENCLOSURE | EA | 8 | 8 | 790.23 | 790.73 | 6326
120 | 633-3-12 | FIBER OPTIC CONNECTION HARDWARE, F&I, SPLICE TRAY | EA | 8 | 8 | 43.66 | 43.66 | 350
121 | 633-3-16 | FIBER OPTIC CONNECTION HARDWARE, F&I, PATCH PANEL- FIELD TERMINATED | EA | 6 | 6 | 966.56 | 973.55 | 5842
122 | 634-4-600 | SPAN WIRE ASSEMBLY, REMOVE- POLES REMAIN | PI | 1 | 1 | 920.99 | 864.35 | 865
123 | 635-2-11 | PULL & SPLICE BOX, F&I, 17" x 30" COVER SIZE | EA | 71 | 71 | 885.98 | 963.33 | 68397
124 | 635-2-12 | PULL & SPLICE BOX, F&I, 24" X 36" COVER SIZE | EA | 32 | 32 | 1115.87 | 1124.01 | 35969
125 | 635-2-13 | PULL & SPLICE BOX, F&I, 30" X 60" RECTANGULAR OR 36" ROUND COVER SIZE | EA | 5 | 5 | 2942 | 3102.5 | 15513
126 | 639-1-122 | ELECTRICAL POWER SERVICE, F&I, UNDERGROUND, METER PURCHASED BY CONTRACTOR | AS | 4 | 4 | 3942.95 | 3929.34 | 15718
127 | 639-1-420 | ELECTRICAL POWER SERVICE, RELOCATE, UNDERGROUND | AS | 1 | 1 | 1500 | 2270.93 | 2271
128 | 639-1-610 | ELECTRICAL POWER SERVICE, REMOVE OVERHEAD | AS | 1 | 1 | 1650 | 1650 | 1650
129 | 639-1-620 | ELECTRICAL POWER SERVICE, REMOVE UNDERGROUND | AS | 1 | 1 | 686.35 | 599.94 | 600
130 | 639-2-1 | ELECTRICAL SERVICE WIRE, FURNISH & INSTALL | LF | 2105 | 2105 | 8 | 2.96 | 6231
131 | 639-2-6 | ELECTRICAL SERVICE WIRE, REMOVE | LF | 1760 | 1760 | 1 | 1 | 1760
132 | 639-3-11 | ELECTRICAL SERVICE DISCONNECT, F&I, POLE MOUNT | EA | 2 | 2 | 1299.67 | 1367 | 2734
133 | 639-4-6 | EMERGENCY GENERATOR - PORTABLE, INSTALL HOUSING ONLY | EA | 3 | 3 | 2000 | 4000 | 12000
134 | 641-2-12 | PRESTRESSED CONCRETE POLE, F&I, TYPE P-II SERVICE POLE | EA | 6 | 6 | 1584.04 | 1693.23 | 10160
135 | 641-2-13 | PRESTRESSED CONCRETE POLE, F&I, TYPE P-III | EA | 7 | 7 | 15250 | 9596.48 | 67176
136 | 641-2-60 | PRESTRESSED CONCRETE POLE, COMPLETE POLE REMOVAL- PEDESTAL/SERVICE POLE | EA | 2 | 2 | 1708 | 718.75 | 1438
137 | 641-2-80 | PRESTRESSED CONCRETE POLE, COMPLETE POLE REMOVAL- POLE 30' AND GREATER | EA | 2 | 2 | 7100 | 8672.72 | 17346
138 | 646-1-11 | ALUMINUM SIGNALS POLE, PEDESTAL | EA | 30 | 30 | 1404.45 | 1472.66 | 44180
139 | 646-1-60 | ALUMINUM SIGNALS POLE, REMOVE | EA | 4 | 4 | 227.81 | 229.17 | 917
140 | 649-21-15 | STEEL MAST ARM ASSEMBLY, FURNISH AND INSTALL, SINGLE ARM 70' | EA | 6 | 6 | 57552.78 | 55853.58 | 335122
141 | 649-21-21 | STEEL MAST ARM ASSEMBLY, FURNISH AND INSTALL, SINGLE ARM 78' | EA | 7 | 7 | 63767.03 | 74734.36 | 523141
142 | 649-26-3 | STEEL MAST ARM ASSEMBLY, REMOVE, SHALLOW FOUNDATION- BOLT ON ATTACHMENT | EA | 1 | 1 | 5000 | 4791.58 | 4792
143 | 650-1-14 | VEHICULAR TRAFFIC SIGNAL, FURNISH & INSTALL ALUMINUM, 3 SECTION, 1 WAY | AS | 25 | 23 | 914.14 | 1022.61 | 23521
144 | 650-1-16 | VEHICULAR TRAFFIC SIGNAL, FURNISH & INSTALL ALUMINUM, 4 SECTION, 1 WAY | AS | 10 | 10 | 1221.5 | 1308.88 | 13089
145 | 650-1-19 | VEHICULAR TRAFFIC SIGNAL, FURNISH & INSTALL ALUMINUM, 5 SECTION CLUSTER, 1 WAY | AS | 15 | 15 | 1485.5 | 1739.87 | 26099
146 | 650-1-60 | VEHICULAR TRAFFIC SIGNAL, REMOVE- POLES TO REMAIN | AS | 3 | 3 | 99.5 | 81.2 | 244
147 | 653-1-11 | PEDESTRIAN SIGNAL, FURNISH & INSTALL LED COUNTDOWN, 1 WAY | AS | 31 | 31 | 655.2 | 679.06 | 21051
148 | 660-3-11 | VEHICLE DETECTION SYSTEM- MICROWAVE, FURNISH & INSTALL CABINET EQUIPMENT | EA | 10 | 10 | 5382.91 | 6027.71 | 60278
149 | 660-3-12 | VEHICLE DETECTION SYSTEM- MICROWAVE, FURNISH & INSTALL, ABOVE GROUND EQUIPMENT | EA | 29 | 29 | 6847.05 | 7586.52 | 220010
150 | 660-4-60 | VEHICLE DETECTION SYSTEM- VIDEO, REMOVE | EA | 4 | 1 | 1723.34 | 885.86 | 886
151 | 660-6-121 | VEHICLE DETECTION SYSTEM- AVI, BLUETOOTH, FURNISH & INSTALL, CABINET EQUIPMENT | EA | 4 | 4 | 1625.04 | 2731.74 | 10927
152 | 660-6-122 | VEHICLE DETECTION SYSTEM- AVI, BLUETOOTH, FURNISH & INSTALL, ABOVE GROUND EQUIPMENT | EA | 4 | 4 | 11133.9 | 8516.6 | 34067
153 | 665-1-11 | PEDESTRIAN DETECTOR, FURNISH & INSTALL, STANDARD | EA | 31 | 31 | 293.44 | 274.19 | 8500
154 | 670-5-110 | TRAFFIC CONTROLLER ASSEMBLY, F&I, NEMA | AS | 2 | 2 | 33016.91 | 35707.16 | 71415
155 | 670-5-111 | TRAFFIC CONTROLLER ASSEMBLY, F&I, NEMA, 1 PREEMPTION | AS | 1 | 1 | 33805.76 | 35707.16 | 35708
156 | 670-5-400 | TRAFFIC CONTROLLER ASSEMBLY, MODIFY | AS | 1 | 1 | 3558.33 | 4086.83 | 4087
157 | 670-5-600 | TRAFFIC CONTROLLER ASSEMBLY, REMOVE CONTROLLER WITH CABINET | AS | 2 | 2 | 570 | 763.69 | 1528
158 | 676-2-122 | ITS CABINET, FURNISH & INSTALL, POLE MOUNT WITH SUNSHIELD, 336S, 24" W X 46" H X 22" D | EA | 1 | 1 | 6788 | 6788 | 6788
159 | 676-2-400 | ITS CABINET, RELOCATE | EA | 1 | 1 | 6045.95 | 9036.21 | 9037
160 | 676-3-10 | SMALL EQUIPMENT ENCLOSURE, FURNISH AND INSTALL, LESS THAN 10"W X 13"H X 11" D | EA | 3 | 3 | 1112 | 1366.77 | 4101
161 | 676-3-30 | SMALL EQUIPMENT ENCLOSURE, RELOCATE, >10" W x 13" H x 11" D | EA | 1 | 1 | 500 | 1223.77 | 1224
162 | 682-1-133 | ITS CCTV CAMERA, F&I, DOME ENCLOSURE - NON-PRESSURIZED, IP, HIGH DEFINITION | EA | 5 | 5 | 4076.5 | 6062.98 | 30315
163 | 682-1-400 | ITS CCTV CAMERA, RELOCATE | EA | 1 | 1 | 1796.5 | 1796.5 | 1797
164 | 684-1-1 | MANAGED FIELD ETHERNET SWITCH, FURNISH & INSTALL | EA | 5 | 5 | 4192.5 | 4466.41 | 22333
165 | 685-1-13 | UNINTERRUPTIBLE POWER SUPPLY, FURNISH AND INSTALL, LINE INTERACTIVE WITH CABINET | EA | 4 | 4 | 7436.5 | 7488.28 | 29954
166 | 685-1-60 | UNINTERRUPTIBLE POWER SUPPLY, REMOVE- POLE/CABINET REMAINS | EA | 1 | 1 | 500 | 500 | 500
167 | 700-3-201 | SIGN PANEL, FURNISH & INSTALL OVERHEAD MOUNT, UP TO 12 SF | EA | 25 | 28 | 618.72 | 633.02 | 17725
168 | 700-5-22 | INTERNALLY ILLUMINATED SIGN, FURNISH & INSTALL, OVERHEAD MOUNT, 12-18 SF | EA | 13 | 13 | 3907 | 4517.37 | 58726
169 | 700-5-50 | INTERNALLY ILLUMINATED SIGN, RELOCATE | EA | 1 | 1 | 1106.18 | 2678.18 | 2679
170 | 700-10-400 | DMS SUPPORT STRUCTURE, RELOCATE | EA | 1 | 1 | 50737.69 | 50737.69 | 50738
[7 empty] | SIGNALIZATION COMPONENT SUB-TOTAL | 2611062
LIGHTING COMPONENT
171 | 630-2-11 | CONDUIT, FURNISH & INSTALL, OPEN TRENCH | LF | 280 | 285 | 10.5 | 10.88 | 3101 |  | ESTIMATED UNIT COST over-ridden by David Allen cost estimate Table
172 | 630-2-12 | CONDUIT, FURNISH & INSTALL, DIRECTIONAL BORE | LF | 20285 | 20600 | 24.34 | 25.73 | 530038
173 | 635-2-11 | PULL & SPLICE BOX, F&I, 13" X 24" COVER SIZE | EA | 132 | 132 | 885.98 | 963.33 | 127160
174 | 639-1-122 | ELECTRICAL POWER SERVICE, F&I, UNDERGROUND, METER PURCHASED BY CONTRACTOR | AS | 2 | 2 | 3942.95 | 3929.34 | 7859
175 | 639-2-1 | ELECTRICAL SERVICE WIRE, FURNISH & INSTALL | LF | 20 | 120 | 2.95 | 2.96 | 356
176 | 641-2-12 | PRESTRESSED CONCRETE POLE, F&I, TYPE P-II SERVICE POLE (12') | EA | 2 | 2 | 1589.55 | 1693.23 | 3387
177 | 715-1-12 | LIGHTING CONDUCTORS, F&I, INSULATED, NO.8 - 6 | LF | 69795 | 70861 | 1.71 | 2.052 | 145407
178 | 715-4-13 | LIGHT POLE COMPLETE, FURNISH & INSTALL STANDARD POLE STANDARD FOUNDATION, 40' MOUNTING HEIGHT | EA | 1 | 1 | 6442.45 | 7730.94 | 7731
179 | 715-4-32 | LIGHT POLE COMPLETE, F&I, UTILITY CONFLICT POLE, INDEX 17515/715-002 FOUNDATION, 35' MOUNTING HEIGHT | EA | 119 | 114 | 7500 | 9000 | 1026000
180 | 715-4-42 | LIGHT POLE COMPLETE, F&I, UTILITY CONFLICT POLE, SPECIAL FOUNDATION, 35' MOUNTING HEIGHT | EA | 3 | 8 | 8000 | 9600 | 76800
181 | 715-7-11 | LOAD CENTER, F&I, SECONDARY VOLTAGE | EA | 2 | 2 | 15661.82 | 18794.184 | 37589
182 | 715-11-211 | LUMINAIRE, F&I- REPLACE EXISTING LUMINAIRE ON EXISTING POLE/ARM, ROADWAY, COBRA HEAD | EA | 4 | 4 | 1133.32 | 1359.984 | 5440
183 | 715-500-1 | POLE CABLE DISTRIBUTION SYSTEM, FURNISH AND INSTALL, CONVENTIONAL | EA | 123 | 123 | 155 | 186 | 22878
[7 empty] | LIGHTING COMPONENT SUB-TOTAL | 1993746
OTHER | [10 empty] | TOTAL of SUB-TOTALS | 26420568
184 |  | PROJECT UNKNOWNS (10%) | LS | 1 | 1 |  | 2642057 | 2642057
[7 empty] | TOTAL CONSTRUCTION COST CIP 6092560 | 29062625
Note: Unit costs based on FDOT Historical Costs - Current 12 Month (2021/02/01 to 2022/01/31) Moving Averages for Area 8. Percentages based on values per FDOT Work Program Update Cycle.
UTILITY COMPONENT
WATER MAIN CIP 6092570 | [7 empty] | 7023258
SEWER MAIN CIP 6066180 | [7 empty] | 820920
RECLAIM WATER MAIN CIP 6092590 | [7 empty] | 2797733
[7 empty] | UTILITY COMPONENT SUB-TOTAL | 10641911
Note: Utility's Pay Items and Quantities are attached.
Right-of-Way |  | Roadway Modified Meander alignment 150' ROW | [5 empty] | 6703000
|  | Pond/Floodplain Compensation/Wetland Mitigation - Site A-1 | [5 empty] | 991400
|  | Linear Pond on the East End within Existing ROW | [5 empty] | 0
Total Estimated Cost | [7 empty] | 39704536
S:\Bids, Proposals, Quotes\2024\24-TA005076JH IFBC Honore avenue at Old Farm Road Intersection Improvements\Solicitation Documents\Addendums\[24-TA005076JH Addendum 1, Appendix L - Bid Pricing Form (Revised).xls]Appendix L
Note on G46: Jeremy Runkle: 6-Month Moving Statewide Average
Note on G48: Jeremy Runkle: 6-Month Moving Statewide Average
Note on G58: Hamid Faraji: 6-Month Moving Statewide Average
Note on G74: Hamid Faraji: Quantity=1 State Avg @ $3716.67 use 18" cost
Note on G85: Jeremy Runkle: 12-Month Moving Statewide Average

## DO NOT USE 90% (hidden)
PROCEDURE FOR PROJECTS
Step 1 |  | Input Item, Description and Unit
Step 2 |  | Input Actual Quantity (Col E) and Unit Price (Col K)
Step 3 |  | Notice the 15% increase is shown in the table (Col F)
Step 4 |  | Now manually input the Bid Quantity to nearest $5 or $10 (Col E) - Increase only Area and Volume units
Note: |  | All Manual Input Fields are in Blue
Manatee County | [8 empty] | Quant. Markup= | 5% | 17189981 | << Mobilization (Input % below)(Use 10 to 15%)
Public Works Department | [8 empty] | UP Markup= | 3% | 1718998 | 10%
Moccasin Wallow Road from US 41 to West of I-75 | [10 empty] | 15627255 | << MOT (Input % below)(Use 8 to 12%)
Manatee Project ID: 6092560 | [10 empty] | 1562726 | 10%
EOR: Hamid R. Faraji, PE No. 51581
90% Opinion of Probable Cost Estimate | [10 empty] | VERIFIED PAY ITEMS
| PAY ITEM NO. |  |  | HIDE ACTUAL QUANTITY | ESTIMATED QUANTITY | HIDE ACTUAL UNIT PRICE | ESTIMATED UNIT PRICE
ITEM |  | DESCRIPTION | UNIT |  |  |  |  | TOTAL PRICE | PCT | Available
[9 empty] | CHG | Contingency
ROADWAY COMPONENT | [12 empty] | SHEET BY SHEET HAND CALCULATIONS
1 | 101-1 | MOBILIZATION | LS | 1 | 1 |  | 1718998 | 1718998 |  |  |  |  | P1 | P2 | P3 | P4 | P5 | P6 | P7 | P8 | P9 | P10 | P11 | P12 | P13 | P14 | P15 | P16 | P17 | P18 | P19 | P20 | P21 | P22
2 | 102-1 | MAINTENANCE OF TRAFFIC | LS | 1 | 1 |  | 1562726 | 1562726 | [26 empty] | 0
3 | 104-18 | INLET PROTECTION SYSTEM | EA | 142 | 142 | 1.57 | 2 | 284 | [26 empty] | 0
4 | 104-10-3 | SEDIMENT BARRIER | LF | 29222 | 29222 | 3.64 | 4 | 116888 | [26 empty] | 0
5 | 104-11 | FLOATING TURBIDITY BARRIER | LF | 1773 | 1773 | 114.83 | 119 | 210987 | [26 empty] | 0
6 | 110-1-1 | CLEARING AND GRUBBING | LS/AC | 42.03 | 42.08 | 7765.83 | 7999 | 336598 | [26 empty] | 0
7 | 110-4-10 | REMOVAL OF EXISTING CONCRETE | SY | 2980 | 2980.03 | 17.15 | 18 | 53641 | [26 empty] | 0
8 | 110-7-1 | MAILBOX, F&I SINGLE | EA | 26 | 26 | 168.52 | 174 | 4524 | [26 empty] | 0
9 | 120-1 | REGULAR EXCAVATION | CY | 77923 | 77923 | 5.53 | 6 | 467538 | [26 empty] | 0
10 | 120-6 | EMBANKMENT | CY | 63558 | 63558 | 10.5 | 11 | 699138 | [26 empty] | 0
11 | 160-4 | TYPE B STABILIZATION | SY | 104104 | 104104 | 4.09 | 5 | 520520 | [26 empty] | 0
12 | 285-709 | OPTIONAL BASE, BASE GROUP 09 | SY | 85470.5 | 85470.5 | 15.97 | 17 | 1452999 | [26 empty] | 0
13 | 285-715 | OPTIONAL BASE, BASE GROUP 15 | SY | 11120.1 | 11120.1 | 45.67 | 48 | 533765 | [26 empty] | 0
14 | 286-1 | TURNOUT CONSTRUCTION | SY | 1372.8 | 1372.8 | 38.78 | 40 | 54912
15 | 327-70-6 | MILLING EXISTING ASPH PAVEMENT, 1-1/2" AVERAGE DEPTH | SY | 6360.4 | 6360.4 | 3.43 | 4 | 25442 | [26 empty] | 0
16 | 334-1-13 | SUPERPAVE ASPHALTIC CONCRETE, TRAFFIC C | TN | 15948.8 | 15948.8 | 88.59 | 92 | 1467290 | [26 empty] | 0
17 | 337-7-81 | ASPHALTIC CONCRETE FC, TRAFFIC B, FC-12.5, PG 76-22 | TN | 463.5 | 463.5 | 131.64 | 136 | 63036 | [26 empty] | 0
18 | 337-7-83 | ASPHALTIC CONCRETE FC, TRAFFIC C, FC-12.5, PG 76-22 | TN | 7568.1 | 7568.1 | 113.4 | 117 | 885468 | [26 empty] | 0
19 | 425-1-201 | INLETS, CURB, TYPE 9, <10' | EA | 2 | 2 | 4503.09 | 4639 | 9278 | [26 empty] | 0
20 | 425-1-351 | INLETS, CURB, TYPE P-5, <10' | EA | 3 | 3 | 4122.73 | 4247 | 12741
21 | 425-1-451 | INLETS, CURB, TYPE J-5, <10' | EA | 6 | 6 | 6155.49 | 6341 | 38046 | [26 empty] | 0
22 | 425-1-521 | INLETS, DT BOT, TYPE C, <10' | EA | 2 | 2 | 2926.3 | 3015 | 6030 | [26 empty] | 0
23 | 425-1-523 | INLETS, DT BOT, TYPE C, J BOT, <10' | EA | 52 | 52 | 7277.03 | 7496 | 389792 | [26 empty] | 0
24 | 425-1-531 | INLETS, DT BOT, TYPE C MODIFIED-BACK OF SIDEWALK, <10' | EA | 24 | 24 | 3671.25 | 3782 | 90768 | [26 empty] | 0
25 | 425-1-541 | INLETS, DT BOT, TYPE D, <10' | EA | 6 | 6 | 3949.57 | 4069 | 24414 | [26 empty] | 0
26 | 425-1-543 | INLETS, DT BOT, TYPE D, J BOT, <10' | EA | 3 | 3 | 7347.62 | 7569 | 22707
27 | 425-2-71 | MANHOLES, J-7, <10' | EA | 8 | 8 | 8246.4 | 8494 | 67952 |  |  |  |  | SHEET BY SHEET HAND CALCULATIONS P2: 1; SHEET BY SHEET HAND CALCULATIONS P3: 1; SHEET BY SHEET HAND CALCULATIONS P4: 2 | 4
28 | 425-2-91 | MANHOLES, J-8, <10' | EA | 9 | 9 | 6535.38 | 6732 | 60588 | [26 empty] | 0
29 | 430-175-118 | PIPE CULV, OPT MATL, ROUND, 18" S/CD | LF | 3974 | 3974 | 65.13 | 68 | 270232 |  |  |  |  | SHEET BY SHEET HAND CALCULATIONS P3: 1; SHEET BY SHEET HAND CALCULATIONS P4: 2; SHEET BY SHEET HAND CALCULATIONS P8: 1 | 4
30 | 430-175-124 | PIPE CULV, OPT MATL, ROUND, 24" S/CD | LF | 2326 | 2326 | 73.65 | 76 | 176776 | [26 empty] | 0
31 | 430-175-130 | PIPE CULV, OPT MATL, ROUND, 30" S/CD | LF | 2552 | 2552 | 94.92 | 98 | 250096 | [26 empty] | 1 | bar: SHEET BY SHEET HAND CALCULATIONS P2
32 | 430-175-136 | PIPE CULV, OPT MATL, ROUND, 36" S/CD | LF | 3265 | 3265 | 117.92 | 122 | 398330 |  |  |  |  | SHEET BY SHEET HAND CALCULATIONS P3: 2; SHEET BY SHEET HAND CALCULATIONS P4: 4; SHEET BY SHEET HAND CALCULATIONS P5: 4; SHEET BY SHEET HAND CALCULATIONS P6: 6; SHEET BY SHEET HAND CALCULATIONS P7: 7; SHEET BY SHEET HAND CALCULATIONS P8: 3; SHEET BY SHEET HAND CALCULATIONS P9: 2; SHEET BY SHEET HAND CALCULATIONS P10: 4; SHEET BY SHEET HAND CALCULATIONS P11: 4; SHEET BY SHEET HAND CALCULATIONS P14: 4; SHEET BY SHEET HAND CALCULATIONS P15: 2; SHEET BY SHEET HAND CALCULATIONS P16: 3; SHEET BY SHEET HAND CALCULATIONS P17: 2 | 47
33 | 430-175-142 | PIPE CULV, OPT MATL, ROUND, 42" S/CD | LF | 528 | 528 | 148.41 | 153 | 80784 |  |  |  |  | SHEET BY SHEET HAND CALCULATIONS P3: 2; SHEET BY SHEET HAND CALCULATIONS P4: 2; SHEET BY SHEET HAND CALCULATIONS P5: 4; SHEET BY SHEET HAND CALCULATIONS P6: 2; SHEET BY SHEET HAND CALCULATIONS P7: 1; SHEET BY SHEET HAND CALCULATIONS P9: 2; SHEET BY SHEET HAND CALCULATIONS P10: 4; SHEET BY SHEET HAND CALCULATIONS P11: 4; SHEET BY SHEET HAND CALCULATIONS P15: 2; SHEET BY SHEET HAND CALCULATIONS P16: 1; SHEET BY SHEET HAND CALCULATIONS P17: 1 | 25
34 | 430-175-215 | PIPE CULV, OPT MATL, OTHER SHAPE - ELIP/ARCH, 15" S/CD | LF | 341 | 341 | 102.09 | 106 | 36146 |  |  |  |  | SHEET BY SHEET HAND CALCULATIONS P2: 1; SHEET BY SHEET HAND CALCULATIONS P12: 2; SHEET BY SHEET HAND CALCULATIONS P13: 3 | 6
35 | 430-175-218 | PIPE CULV, OPT MATL, OTHER SHAPE - ELIP/ARCH, 18" S/CD | LF | 433 | 433 | 106.59 | 110 | 47630 |  |  |  |  | SHEET BY SHEET HAND CALCULATIONS P19: 3 | 3
36 | 430-175-224 | PIPE CULV, OPT MATL, OTHER SHAPE - ELIP/ARCH, 24" S/CD | LF | 1181 | 1181 | 108.83 | 113 | 133453 |  |  |  |  | SHEET BY SHEET HAND CALCULATIONS P12: 2; SHEET BY SHEET HAND CALCULATIONS P15: 2 | 4
37 | 430-175-230 | PIPE CULV, OPT MATL, OTHER SHAPE - ELIP/ARCH, 30" S/CD | LF | 202 | 202 | 139.93 | 145 | 29290 | [26 empty] | 0
38 | 430-175-236 | PIPE CULV, OPT MATL, OTHER SHAPE - ELIP/ARCH, 36" S/CD | LF | 140 | 140 | 169.61 | 175 | 24500 |  |  |  |  | SHEET BY SHEET HAND CALCULATIONS P3: 1; SHEET BY SHEET HAND CALCULATIONS P4: 1; SHEET BY SHEET HAND CALCULATIONS P12: 2; SHEET BY SHEET HAND CALCULATIONS P16: 1 | 5
39 | 430-175-242 | PIPE CULV, OPT MATL, OTHER SHAPE - ELIP/ARCH, 42" S/CD | LF | 132 | 132 | 211.39 | 218 | 28776 |  |  |  |  | SHEET BY SHEET HAND CALCULATIONS P1: 2; SHEET BY SHEET HAND CALCULATIONS P4: 1; SHEET BY SHEET HAND CALCULATIONS P11: 2; SHEET BY SHEET HAND CALCULATIONS P16: 1; SHEET BY SHEET HAND CALCULATIONS P18: 2 | 8
40 | 430-175-260 | PIPE CULV, OPT MATL, OTHER SHAPE - ELIP/ARCH, 60" S/CD | LF | 354 | 354 | 400 | 412 | 145848
41 | 430-200-25 | FLARED END SECTION, CONCRETE, 18" | EA | 1 | 1 | 2628.57 | 2708 | 2708
42 | 430-536-130 | STRAIGHT CONCRETE ENDWALLS, 36", SINGLE, 45 DEGREES, ROUND | EA | 1 | 1 | 5500 | 5665 | 5665
43 | 430-536-100 | STRAIGHT CONCRETE ENDWALLS, 36", SINGLE, 0 DEGREES, ROUND | EA | 1 | 1 | 5000 | 5150 | 5150
44 | 430-542-100 | STRAIGHT CONCRETE ENDWALLS, 42", SINGLE, 0 DEGREES, ROUND | EA | 1 | 1 | 7100 | 7313 | 7313
45 | 430-530-102 | STRAIGHT CONCRETE ENDWALLS, 30", SINGLE, 0 DEGREES, ELLIP | EA | 2 | 2 | 4100 | 4223 | 8446
46 | 430-530-110 | STRAIGHT CONCRETE ENDWALLS, 30", SINGLE, 15 DEGREES, ROUND | EA | 1 | 1 | 5053 | 5205 | 5205 | [26 empty] | 0
47 | 430-530-120 | STRAIGHT CONCRETE ENDWALLS, 30", SINGLE, 30 DEGREES, ROUND | EA | 1 | 1 | 5150 | 5305 | 5305 |  |  |  |  | SHEET BY SHEET HAND CALCULATIONS P11: 427 | 427
48 | 430-984-125 | MITERED END SECTION, OPTIONAL ROUND, 18" SD | EA | 1 | 1 | 1379.47 | 1421 | 1421 |  |  |  |  | SHEET BY SHEET HAND CALCULATIONS P11: 7; SHEET BY SHEET HAND CALCULATIONS P12: 134 | 141
49 | 430-984-129 | MITERED END SECTION, OPTIONAL ROUND, 24" SD | EA | 7 | 7 | 1628.61 | 1678 | 11746 |  |  |  |  | SHEET BY SHEET HAND CALCULATIONS P11: 122 | 122
50 | 430-984-623 | MITERED END SECTION, OPTIONAL - ELLIPTICAL / ARCH, 15" SD | EA | 5 | 5 | 1439.45 | 1483 | 7415 |  |  |  |  | SHEET BY SHEET HAND CALCULATIONS P16: 130 | 130
51 | 430-984-624 | MITERED END SECTION, OPTIONAL - ELLIPTICAL / ARCH, 24" SD | EA | 1 | 1 | 2449.99 | 2524 | 2524 | [5 empty] | 102 | 183 | 504 | 137 | 449 | 384 | 430 | 18 | 390 | 415 | 204 | 102 | 216 | 218 | 386 | [6 empty] | 4138
52 | 430-984-633 | MITERED END SECTION, OPTIONAL - ELLIPTICAL / ARCH, 30" SD | EA | 1 | 1 | 3694.36 | 3806 | 3806 |  |  |  |  | SHEET BY SHEET HAND CALCULATIONS P1: 220 | 220
53 | 430-984-643 | MITERED END SECTION, OPTIONAL - ELLIPTICAL / ARCH, 60" SD | EA | 1 | 1 | 7000 | 7210 | 7210
54 | 515-1-1 | PIPE HANDRAIL - GUIDERAIL, STEEL | LF | 270 | 270 | 67.63 | 70 | 18900
55 | 520-1-10 | CONCRETE CURB & GUTTER, TYPE F | LF | 45218 | 45218 | 20.36 | 21 | 949578
56 | 520-2-1 | CONCRETE CURB, TYPE A | LF | 147 | 147 | 20 | 21 | 3087
57 | 201.3 | CONCRETE CURB, TYPE AB | LF | 337 | 337 | 20 | 21 | 7077
58 | 527-2 | DETECTABLE WARNINGS | SF | 800 | 800 | 26.95 | 28 | 22400
59 | 550-10-222 | FENCING, TYPE B, 5.1-6.0, W/ VINYL COAT | LF | 2500 | 2500 | 15.18 | 16 | 40000
60 | 522-1 | CONCRETE SIDEWALK AND DRIVEWAYS, 4" | SY | 18569.9 | 18569.9 | 32 | 33 | 612807
61 | 522-2 | CONCRETE SIDEWALK AND DRIVEWAYS, 6" | SY | 224.6 | 224.6 | 56.21 | 58 | 13027
62 | 570-1-2 | PERFORMANCE TURF, SOD | SY | 81249.1 | 81249.1 | 2.42 | 3 | 243748 |  |  |  |  | SHEET BY SHEET HAND CALCULATIONS P11: 2 | 2
63 | 536-1-1 | GUARDRAIL (W-BEAM, GENERAL, TL-3) | LF | 257.9 | 257.9 | 18.44 | 19 | 4901
64 | 536-85-25 | GUARDRAIL END TREAT- TRAIL AN TYPE II | EA | 2 | 2 | 954.86 | 984 | 1968
65 |  | WETLAND MITIGATION PLANTING | LS | 1 | 1 | 41966 | 41966 | 41966
[7 empty] | ROADWAY COMPONENT SUB-TOTAL | 14508370
SHARED USE PATH COMPONENT
OPTION #1
64 | 160-4 | TYPE B STABILIZATION | SY | 20318 | 20318 | 4.09 | 5 | 101590
65 | 285-701 | OPTIONAL BASE, BASE GROUP 01 | SY | 12885 | 12885 | 9.83 | 11 | 141735
66 | 334-1-11 | SUPERPAVE ASPHALTIC CONCRETE, TRAFFIC A | TN | 1063.94 | 0 | 210.19 | 217 | 0
OPTION #1 TOTAL | [7 empty] | 243325
OPTION #2
67 | 160-4 | TYPE B STABILIZATION | SY | 20318 | 20318 | 4.09 | 5 | 101590
68 | 522-2 | CONCRETE SIDEWALK AND DRIVEWAYS, 6" | SY | 12885 | 12885 | 56.21 | 58 | 747330
OPTION #2 TOTAL | [7 empty] | 848920
[7 empty] | SHARED USE PATH COMPONENT SUB-TOTAL | 848920
SIGNING AND PAVEMENT MARKINGS COMPONENT
69 | 700-1-11 | SINGLE POST SIGN, F&I, GROUND MOUNT, UP TO 12 SF | AS | 81 | 81 | 381 | 393 | 31833 |  | ACTUAL UNIT COSTS updated 1/20/20 by WGP
70 | 700-1-12 | SINGLE POST SIGN, F&I, GROUND MOUNT, 12-20 SF | AS | 8 | 8 | 1365.93 | 1407 | 11256
71 | 700-2-14 | MULTI- POST SIGN, F&I GROUND MOUNT, 31-50 SF | AS | 12 | 12 | 4170.47 | 4296 | 51552
72 | 700-2-15 | MULTI- POST SIGN, F&I GROUND MOUNT, 51-100 SF | AS | 6 | 6 | 6131.81 | 6316 | 37896
73 | 705-10-1 | OBJECT MARKER, TYPE 1 | EA | 6 | 6 | 148.03 | 153 | 918
74 | 705-11-1 | DELINEATOR, FLEXIBLE TUBULAR | EA | 3 | 3 | 61.21 | 64 | 192
75 | 705-11-3 | DELINEATOR, FLEXIBLE HIGH VISABILITY MEDIAN | EA | 1 | 1 | 187.33 | 193 | 193
76 | 710-11-190 | PAINTED PAVEMENT MARKINGS, STANDARD, WHITE, ISLAND NOSE | SF | 6 | 6 | 2.38 | 3 | 18
77 | 710-11-290 | PAINTED PAVEMENT MARKINGS, STANDARD, YELLOW, ISLAND NOSE | SF | 319 | 319 | 2.98 | 4 | 1276
78 | 710-90 | PAINTED PAVEMENT MARKINGS, FINAL SURFACE | LS | 1 | 1 | 22855.21 | 23541 | 23541
79 | 711-11-123 | THERMOPLASTIC, STANDARD, WHITE, SOLID, 12" (FOR DROP LANE) | LF | 960 | 960 | 2.93 | 4 | 3840
80 | 711-11-124 | THERMOPLASTIC, STANDARD, WHITE, SOLID, 18" FOR DIAGONAL OR CHEVRON | LF | 360 | 360 | 4.2 | 5 | 1800
81 | 711-11-125 | THERMOPLASTIC, STANDARD, WHITE, SOLID, 24" FOR STOP LINE | LF | 730 | 730 | 5.28 | 6 | 4380
82 | 711-11-141 | THERMOPLASTIC, STANDARD, WHITE, 2-4 DOTTED GUIDELINE/6-10 GAP EXTENSION, 6" | GM | 0.756 | 0.756 | 2088.73 | 2152 | 1627
83 | 711-11-160 | THERMOPLASTIC, STANDARD, WHITE, MESSAGE | EA | 12 | 12 | 135.28 | 140 | 1680
84 | 711-11-170 | THERMOPLASTIC, STANDARD, WHITE, ARROW | EA | 110 | 110 | 72.34 | 75 | 8250
85 | 711-11-224 | THERMOPLASTIC, STANDARD, YELLOW, SOLID, 18" FOR DIAGONAL OR CHEVRON | LF | 350 | 350 | 3.85 | 4 | 1400
86 | 711-11-241 | THERMOPLASTIC, STD, YELLOW, SOLID, 2-4 DOTTED GUIDELINE, 6" | GM | 0.187 | 0.187 | 2267.12 | 2336 | 437
87 | 711-14-123 | THERMOPLASTIC, PREFORMED, WHITE SOLID, 12" FOR CROSSWALK | LF | 3360 | 3360 | 10.16 | 11 | 36960
88 | 711-14-125 | THERMOPLASTIC, PREFORMED, WHITE SOLID, 24" FOR CROSSWALK | LF | 2585 | 2585 | 15.42 | 16 | 41360
89 | 711-14-160 | THERMOPLASTIC, STANDARD, WHITE, MESSAGE | EA | 41 | 41 | 225.68 | 233 | 9553
90 | 711-14-170 | THERMOPLASTIC, STANDARD, WHITE, ARROW | EA | 13 | 13 | 147.66 | 153 | 1989
91 | 711-14-660 | THERMOPLASTIC, PREFORMED, MULTI COLOR ROUTE SHIELD | EA | 2 | 2 | 1886.92 | 1944 | 3888
92 | 711-15-101 | THERMOPLASTIC, STANDARD - OPEN GRADED ASPHALT, WHITE, SOLID, 6" | GM | 9.243 | 9.243 | 4347.82 | 4479 | 41400
93 | 711-15-102 | THERMOPLASTIC, STANDARD - OPEN GRADED ASPHALT, WHITE, SOLID, 8" | GM | 0.269 | 0.269 | 6329.98 | 6520 | 1754
94 | 711-15-131 | THERMOPLASTIC, STANDARD - OPEN GRADED ASPHALT, WHITE, SKIP, 6", 10-30 SKIP | GM | 3.285 | 3.285 | 1479.94 | 1525 | 5010
95 | 711-15-133 | THERMOPLASTIC, STANDARD - OPEN GRADED ASPHALT, WHITE, SKIP, 12", 3-9 LANE DROP | GM | 0.057 | 0.057 | 2497.74 | 2573 | 147
96 | 711-15-201 | THERMOPLASTIC, STANDARD - OPEN GRADED ASPHALT, YELLOW, SOLID, 6" | GM | 4.951 | 4.951 | 4318.66 | 4449 | 22027
[7 empty] | SIGNING AND PAVEMENT MARKINGS COMPONENT SUB-TOTAL | 346177
SIGNALIZATION COMPONENT
97 | 110-4-10 | REMOVAL OF EXISTING CONCRETE | SY | 5 | 5 | 10 | 20 | 100 |  | ESTIMATED UNIT COST over-ridden by Howard Holley cost estimate Table
98 | 522-1 | CONCRETE SIDEWALK AND DRIVEWAYS, 4" THICK | SY | 5 | 5 |  | 40 | 200
99 | 630-2-11 | CONDUIT, FURNISH & INSTALL, OPEN TRENCH | LF | 990 | 990 | 10 | 6 | 5940
100 | 630-2-12 | CONDUIT, FURNISH & INSTALL, DIRECTIONAL BORE | LF | 12720 | 12720 | 22 | 23 | 292560
101 | 630-2-14 | CONDUIT, FURNISH & INSTALL, ABOVEGROUND | lf | 40 | 40 | 20 | 20 | 800
102 | 632-7-1 | SIGNAL CABLE- NEW OR RECONSTRUCTED INTERSECTION, FURNISH & INSTALL | PI | 4 | 4 | 6000 | 5500 | 22000
103 | 632-7-6 | SIGNAL CABLE, REMOVE- INTERSECTION | PI | 2 | 2 | 500 | 750 | 1500
104 | 633-1-121 | FIBER OPTIC CABLE, F&I, UNDERGROUND,2-12 FIBERS | LF | 350 | 350 | 2.6 | 2.8 | 980
105 | 633-1-122 | FIBER OPTIC CABLE, F&I, UNDERGROUND,13-48 FIBERS | LF | 9770 | 9770 | 3.5 | 3.5 | 34195
106 | 633-2-31 | FIBER OPTIC CONNECTION, INSTALL, SPLICE | EA | 16 | 16 | 50 | 50 | 800
107 | 633-2-32 | FIBER OPTIC CONNECTION, INSTALL, TERMINATION | EA | 48 | 48 | 75 | 75 | 3600
108 | 633-3-11 | FIBER OPTIC CONNECTION HARDWARE, F&I, SPLICE ENCLOSURE | EA | 4 | 4 | 900 | 850 | 3400
109 | 633-3-12 | FIBER OPTIC CONNECTION HARDWARE, F&I, SPLICE TRAY | EA | 4 | 4 | 250 | 75 | 300
110 | 633-3-16 | FIBER OPTIC CONNECTION HARDWARE, F&I, PATCH PANEL- FIELD TERMINATED | EA | 4 | 4 | 400 | 1000 | 4000
111 | 634-4-600 | SPAN WIRE ASSEMBLY, REMOVE- POLES REMAIN | PI | 1 | 1 | 500 | 1200 | 1200
112 | 635-2-11 | PULL & SPLICE BOX, F&I, 13" x 24" COVER SIZE | EA | 59 | 59 | 625 | 750 | 44250
113 | 635-2-12 | PULL & SPLICE BOX, F&I, 24" X 36" COVER SIZE | EA | 19 | 19 | 1500 | 650 | 12350
114 | 635-2-13 | PULL & SPLICE BOX, F&I, 30" X 60" RECTANGULAR OR 36" ROUND COVER SIZE | EA | 4 | 4 | 3500 | 1200 | 4800
115 | 639-1-122 | ELECTRICAL POWER SERVICE, F&I, UNDERGROUND, METER PURCHASED BY CONTRACTOR | AS | 3 | 3 | 2000 | 2500 | 7500
116 | 639-1-610 | ELECTRICAL POWER SERVICE, REMOVE OVERHEAD | AS | 1 | 1 | 400 | 375 | 375
117 | 639-1-620 | ELECTRICAL POWER SERVICE, REMOVE UNDERGROUND | AS | 1 | 1 | 250 | 300 | 300
118 | 639-2-1 | ELECTRICAL SERVICE WIRE, FURNISH & INSTALL | LF | 340 | 340 | 6 | 6.5 | 2210
119 | 639-3-11 | ELECTRICAL SERVICE DISCONNECT, F&I, POLE MOUNT | EA | 1 | 1 |  | 900 | 900
120 | 641-2-12 | PRESTRESSED CONCRETE POLE, F&I, TYPE P-II SERVICE POLE | EA | 4 | 4 | 1400 | 1400 | 5600
121 | 641-2-13 | PRESTRESSED CONCRETE POLE, F&I, TYPE P-III | EA | 3 | 3 | 5000 | 5500 | 16500
122 | 641-2-60 | PRESTRESSED CONCRETE POLE, COMPLETE POLE REMOVAL- PEDESTAL/SERVICE POLE | EA | 1 | 1 | 400 | 400 | 400
123 | 641-2-80 | PRESTRESSED CONCRETE POLE, COMPLETE POLE REMOVAL- POLE 30' AND GREATER | EA | 2 | 2 | 5000 | 4000 | 8000
124 | 646-1-11 | ALUMINUM SIGNALS POLE, PEDESTAL | EA | 30 | 30 | 1500 | 1500 | 45000
125 | 646-1-60 | ALUMINUM SIGNALS POLE, REMOVE | EA | 4 | 4 | 250 | 250 | 1000
126 | 649-21-10 | STEEL MAST ARM ASSEMBLY, FURNISH AND INSTALL, SINGLE ARM 60' | EA | 2 | 2 | 50000 | 56000 | 112000
127 | 649-21-15 | STEEL MAST ARM ASSEMBLY, FURNISH AND INSTALL, SINGLE ARM 70' | EA | 4 | 4 | 54000 | 55000 | 220000
128 | 649-21-21 | STEEL MAST ARM ASSEMBLY, FURNISH AND INSTALL, SINGLE ARM 78' | EA | 6 | 6 | 55000 | 61000 | 366000
129 | 649-26-3 | STEEL MAST ARM ASSEMBLY, REMOVE, SHALLOW FOUNDATION- BOLT ON ATTACHMENT | EA | 1 | 1 |  | 5000 | 5000
130 | 650-1-14 | VEHICULAR TRAFFIC SIGNAL, FURNISH & INSTALL ALUMINUM, 3 SECTION, 1 WAY | AS | 24 | 24 | 1000 | 900 | 21600
131 | 650-1-16 | VEHICULAR TRAFFIC SIGNAL, FURNISH & INSTALL ALUMINUM, 4 SECTION, 1 WAY | AS | 8 | 8 | 1100 | 1100 | 8800
132 | 650-1-19 | VEHICULAR TRAFFIC SIGNAL, FURNISH & INSTALL ALUMINUM, 5 SECTION CLUSTER, 1 WAY | AS | 9 | 9 |  | 1600 | 14400
133 | 650-1-60 | VEHICULAR TRAFFIC SIGNAL, REMOVE- POLES TO REMAIN | AS | 3 | 3 | 200 | 120 | 360
134 | 653-1-11 | PEDESTRIAN SIGNAL, FURNISH & INSTALL LED COUNTDOWN, 1 WAY | AS | 30 | 30 | 650 | 750 | 22500
135 | 660-3-11 | VEHICLE DETECTION SYSTEM- MICROWAVE, FURNISH & INSTALL CABINET EQUIPMENT | EA | 5 | 5 | 4000 | 1250 | 6250
136 | 660-3-12 | VEHICLE DETECTION SYSTEM- MICROWAVE, FURNISH & INSTALL, ABOVE GROUND EQUIPMENT | EA | 20 | 20 | 8000 | 8000 | 160000
137 | 660-4-12 | VEHICLE DETECTION SYSTEM- VIDEO, FURNISH & INSTALL ABOVE GROUND EQUIPMENT | EA | 1 | 1 | 4000 | 4200 | 4200
138 | 660-6-121 | VEHICLE DETECTION SYSTEM- AVI, BLUETOOTH, FURNISH & INSTALL, CABINET EQUIPMENT | EA | 4 | 4 | 400 | 2700 | 10800
139 | 660-6-122 | VEHICLE DETECTION SYSTEM- AVI, BLUETOOTH, FURNISH & INSTALL, ABOVE GROUND EQUIPMENT | EA | 4 | 4 | 5200 | 8000 | 32000
140 | 665-1-11 | PEDESTRIAN DETECTOR, FURNISH & INSTALL, STANDARD | EA | 31 | 31 | 250 | 275 | 8525
141 | 670-5-110 | TRAFFIC CONTROLLER ASSEMBLY, F&I, NEMA | AS | 2 | 2 | 35000 | 36000 | 72000
142 | 670-5-111 | TRAFFIC CONTROLLER ASSEMBLY, F&I, NEMA, 1 PREEMPTION | AS | 1 | 1 | 35000 | 36000 | 36000
143 | 670-5-400 | TRAFFIC CONTROLLER ASSEMBLY, MODIFY | AS | 1 | 1 | 2500 | 3000 | 3000
144 | 670-5-600 | TRAFFIC CONTROLLER ASSEMBLY, REMOVE CONTROLLER WITH CABINET | AS | 2 | 2 | 750 | 750 | 1500
145 | 676-1-135 | TRAFFIC SIGNAL CONTROLLER CABINET, FURNISH & INSTALL, W/OUT CONTROLLER, NEMA UNWIRED | EA | 3 | 3 |  | 3000 | 9000
SIZE 5, GENERATOR CABINET W/BASE
156 | 676-3-10 | SMALL EQUIPMENT ENCLOSURE, FURNISH AND INSTALL, LESS THAN 10"W X 13"H X 11" D | EA | 3 | 3 | 1000 | 1100 | 3300
157 | 682-1-113 | ITS CCTV CAMERA, F&I, DOME PTZ ENCLOSURE - PRESSURIZED, IP, HIGH DEFINITION | EA | 4 | 4 | 8500 | 8800 | 35200
158 | 684-1-1 | MANAGED FIELD ETHERNET SWITCH, FURNISH & INSTALL | EA | 4 | 4 | 3000 | 4400 | 17600
159 | 685-1-13 | UNINTERRUPTIBLE POWER SUPPLY, FURNISH AND INSTALL, LINE INTERACTIVE WITH CABINET | EA | 4 | 4 | 7500 | 7250 | 29000
160 | 685-1-60 | UNINTERRUPTIBLE POWER SUPPLY, REMOVE- POLE/CABINET REMAINS | EA | 1 | 1 |  | 600 | 600
161 | 700-3-201 | SIGN PANEL, FURNISH & INSTALL OVERHEAD MOUNT, UP TO 12 SF | EA | 28 | 28 | 550 | 600 | 16800
162 | 700-5-22 | INTERNALLY ILLUMINATED SIGN, FURNISH & INSTALL, OVERHEAD MOUNT, 12-18 SF | EA | 12 | 12 | 3500 | 3600 | 43200
163 | 700-5-50 | INTERNALLY ILLUMINATED SIGN, RELOCATE | EA | 1 | 1 |  | 1500 | 1500
[7 empty] | SIGNALIZATION COMPONENT SUB-TOTAL | 1781895
LIGHTING COMPONENT
164 | 630-2-11 | CONDUIT, FURNISH & INSTALL, OPEN TRENCH | LF | 400 | 400 | 5.97 | 6 | 2400
165 | 630-2-12 | CONDUIT, FURNISH & INSTALL, DIRECTIONAL BORE | LF | 20255 | 20255 | 20.3 | 23 | 465865 |  | ESTIMATED UNIT COST over-ridden by David Allen cost estimate Table
166 | 635-2-11 | PULL & SPLICE BOX, F&I, 13" X 24" COVER SIZE | EA | 133 | 133 | 619.11 | 650 | 86450
167 | 639-1-122 | ELECTRICAL POWER SERVICE, F&I, UNDERGROUND, METER PURCHASED BY CONTRACTOR | AS | 2 | 2 | 2185.31 | 2500 | 5000
168 | 639-2-1 | ELECTRICAL SERVICE WIRE, FURNISH & INSTALL | LF | 20 | 20 |  | 6.5 | 130
169 | 639-2-12 | PRESTRESSED CONCRETE POLE, F&I, TYPE P-II SERVICE POLE(12') | EA | 2 | 2 |  | 1400 | 2800
170 | 715-1-12 | LIGHTING CONDUCTORS, F&I, INSULATED, NO.8 - 6 | LF | 70229 | 70229 | 1.26 | 1.3 | 91298
171 | 715-4-13 | LIGHT POLE COMPLETE, F&I STANDARD POLEW STANDARD FOUNDATION, 40' MOUNTING HEIGHT | EA | 1 | 1 |  | 5800 | 5800
172 | 715-4-32 | LIGHT POLE COMPLETE, F&I, UTILITY CONFLICT POLE, INDEX 17515/715-002 FOUNDATION, 35' MOUNTING HEIGHT | EA | 123 | 123 | 5052 | 5100 | 627300
173 | 715-7-11 | LOAD CENTER, F&I, SECONDARY VOLTAGE | EA | 2 | 2 | 11879.01 | 12600 | 25200
174 | 715-11-211 | LUMINAIRE, F&I- REPLACE EXISTING LUMINAIRE ON EXISTING POLE/ARM, ROADWAY, COBRA HEAD | EA | 4 | 4 | 999.6 | 1050 | 4200
175 | 715-500-1 | POLE CABLE DISTRIBUTION SYSTEM, FURNISH AND INSTALL, CONVENTIONAL | EA | 124 | 124 | 509.12 | 510 | 63240
[7 empty] | LIGHTING COMPONENT SUB-TOTAL | 1379683
OTHER
176 |  | PROJECT UNKNOWNS (10%) | LS | 1 | 1 |  | 1886505 | 1886505 |  |  | TOTAL of SUB-TOTALS | 18865045
[7 empty] | TOTAL CONSTRUCTION COST | 20751550
Note: Unit costs based on FDOT Historical Costs (Current 12 Month Moving Averages for Area 8). Percentages based on values per FDOT Work Program Update Cycle.
UTILITY COMPONENT
WATER MAIN | [7 empty] | 4281231
SEWER MAIN | [7 empty] | 768638
RECLAIM WATER MAIN | [7 empty] | 1987056
[7 empty] | UTILITY COMPONENT SUB-TOTAL | 7036925
Note: Utility's Pay Items and Quantities are attached.
Right-of-Way |  | Roadway Modified Meander alignment 150' ROW | [5 empty] | 6703000
|  | Pond/Floodplain Compensation/Wetland Mitigation - Site A-1 | [5 empty] | 991400
|  | Linear Pond on the East End within Existing ROW | [5 empty] | 0
Total Estimated Cost | [7 empty] | 35482875
S:\Bids, Proposals, Quotes\2024\24-TA005076JH IFBC Honore avenue at Old Farm Road Intersection Improvements\Solicitation Documents\Addendums\[24-TA005076JH Addendum 1, Appendix L - Bid Pricing Form (Revised).xls]Appendix L
Note on G42: Jeremy Runkle: 6-Month Moving Statewide Average
Note on G44: Jeremy Runkle: 6-Month Moving Statewide Average
Note on G52: Hamid Faraji: 6-Month Moving Statewide Average
Note on G68: Hamid Faraji: Quantity=1 State Avg @ $3716.67 use 18" cost
Note on G77: Jeremy Runkle: 12-Month Moving Statewide Average

## DO NOT USE 60% (hidden)
PROCEDURE FOR PROJECTS
Step 1 |  | Input Item, Description and Unit
Step 2 |  | Input Actual Quantity (Col E) and Unit Price (Col K)
Step 3 |  | Notice the 15% increase is shown in the table (Col F)
Step 4 |  | Now manually input the Bid Quantity to nearest $5 or $10 (Col E) - Increase only Area and Volume units
Note: |  | All Manual Input Fields are in Blue
Manatee County | [8 empty] | Quant. Markup= | 5% | 14376135 | << Mobilization (Input % below)(Use 10 to 15%)
Public Works Department | [8 empty] | UP Markup= | 3% | 1437614 | 10%
Moccasin Wallow Road from US 41 to West of I-75 | [10 empty] | 13069214 | << MOT (Input % below)(Use 8 to 12%)
Manatee Project ID: 6092560 | [10 empty] | 1306921 | 10%
EOR: Hamid R. Faraji, PE No. 51581
90% Opinion of Probable Cost Estimate | [10 empty] | VERIFIED PAY ITEMS
| PAY ITEM NO. |  |  | HIDE ACTUAL QUANTITY | ESTIMATED QUANTITY | HIDE ACTUAL UNIT PRICE | ESTIMATED UNIT PRICE
ITEM |  | DESCRIPTION | UNIT |  |  |  |  | TOTAL PRICE | PCT | Available
[9 empty] | CHG | Contingency
ROADWAY COMPONENT | [12 empty] | SHEET BY SHEET HAND CALCULATIONS
1 | 101-1 | MOBILIZATION (10%) | LS | 1 | 1 |  | 1437614 | 1437614 |  |  |  |  | P1 | P2 | P3 | P4 | P5 | P6 | P7 | P8 | P9 | P10 | P11 | P12 | P13 | P14 | P15 | P16 | P17 | P18 | P19 | P20 | P21 | P22
2 | 102-1 | MAINTENANCE OF TRAFFIC (10%) | LS | 1 | 1 |  | 1306921 | 1306921 | [26 empty] | 0
3 | 104-10-3 | SEDIMENT BARRIER | LF | 25000 | 25000 | 1.57 | 2 | 50000 | [26 empty] | 0
4 | 104-12 | STAKED TURBIDITY BARRIER | LF | 1200 | 1200 | 3.64 | 4 | 4800 | [26 empty] | 0
5 | 104-18 | INLET PROTECTION SYSTEM | EA | 125 | 125 | 141 | 146 | 18250 | [26 empty] | 0
6 | 110-1-1 | CLEARING AND GRUBBING | LS/AC | 40 | 40.05 | 7765.83 | 7999 | 320360 | [26 empty] | 0
7 | 110-4-10 | REMOVAL OF EXISTING CONCRETE | SY | 850 | 850.03 | 17.15 | 18 | 15301 | [26 empty] | 0
8 | 110-7-1 | MAILBOX, F&I, SINGLE | EA | 30 | 30 | 168.52 | 174 | 5220 | [26 empty] | 0
9 | 120-1 | REGULAR EXCAVATION | CY | 32500 | 32500 | 5.53 | 6 | 195000 | [26 empty] | 0
10 | 120-6 | EMBANKMENT | CY | 78000 | 78000 | 10.5 | 11 | 858000 | [26 empty] | 0
11 | 160-4 | TYPE B STABILIZATION | SY | 110000 | 110000 | 4.09 | 5 | 550000 | [26 empty] | 0
12 | 285-701 | OPTIONAL BASE, BASE GROUP 01 | SY | 28960 | 28960 | 9.83 | 11 | 318560 | [26 empty] | 0
13 | 285-709 | OPTIONAL BASE, BASE GROUP 09 | SY | 73600 | 73600 | 15.97 | 17 | 1251200 | [26 empty] | 0
14 | 286-1 | TURNOUT CONSTRUCTION | SY | 780 | 780 | 38.78 | 40 | 31200 | [26 empty] | 0
15 | 286-2 | TURNOUT CONSTRUCTION - ASPHALT | TN | 650 | 650 | 266.1 | 275 | 178750 | [26 empty] | 0
16 | 327-70-6 | MILLING EXISTING ASPH PAVT, 1 1/2" AVG DEPTH | SY | 5680 | 5680 | 3.43 | 4 | 22720 | [26 empty] | 0
17 | 334-1-11 | SUPERPAVE ASPHALTIC CONCRETE, TRAFFIC A | TN | 975 | 975 | 210.19 | 217 | 211575 | [26 empty] | 0
18 | 334-1-13 | SUPERPAVE ASPHALTIC CONCRETE, TRAFFIC C | TN | 13250 | 13250 | 88.59 | 92 | 1219000 | [26 empty] | 0
19 | 337-7-83 | ASPH CONC FC, TRAFFIC C, FC-12.5, PG 76-22 | TN | 6020 | 6020 | 113.87 | 118 | 710360 | [26 empty] | 0
20 | 339-1 | MISCELLANEOUS ASPHALT PAVEMENT | TN | 400 | 400 | 311.56 | 321 | 128400 | [26 empty] | 0
21 | 400-0-11 | CONCRETE CLASS NS, GRAVITY WALL | CY | 225 | 225 | 658.91 | 679 | 152775 | [26 empty] | 0
22 | 400-1-2 | CONCRETE CLASS I, ENDWALLS | CY | 25 | 25 | 1526 | 1572 | 39300 | [26 empty] | 0
23 | 400-4-11 | CONCRETE CLASS IV, RETAINING WALL | CY | 60 | 60 | 1460 | 1504 | 90240 | [26 empty] | 0
24 | 425-1-351 | INLETS, CURB, TYPE P-5, <10' | EA | 4 | 4 | 5960 | 6139 | 24556 |  |  |  |  | SHEET BY SHEET HAND CALCULATIONS P2: 1; SHEET BY SHEET HAND CALCULATIONS P3: 1; SHEET BY SHEET HAND CALCULATIONS P4: 2 | 4
25 | 425-1-361 | INLETS, CURB, TYPE P-6, <10' | EA | 0 | 0 | 4832.36 | 4978 | 0 | [26 empty] | 0
26 | 425-1-451 | INLETS, CURB, TYPE J-5, <10' | EA | 4 | 4 | 6155.49 | 6341 | 25364 |  |  |  |  | SHEET BY SHEET HAND CALCULATIONS P3: 1; SHEET BY SHEET HAND CALCULATIONS P4: 2; SHEET BY SHEET HAND CALCULATIONS P8: 1 | 4
27 | 425-1-461 | INLETS, CURB, TYPE J-6, <10' | EA | 0 | 0 | 7055.77 | 7268 | 0 | [26 empty] | 0
28 | 425-1-521 | INLETS, DT BOT, TYPE C,<10' | EA | 1 | 1 | 2926.8 | 3015 | 3015 | [26 empty] | 1 | bar: SHEET BY SHEET HAND CALCULATIONS P2
29 | 425-1-523 | INLETS, DT BOT, TYPE C,JBOT, <10' | EA | 47 | 47 | 7277.03 | 7496 | 352312 |  |  |  |  | SHEET BY SHEET HAND CALCULATIONS P3: 2; SHEET BY SHEET HAND CALCULATIONS P4: 4; SHEET BY SHEET HAND CALCULATIONS P5: 4; SHEET BY SHEET HAND CALCULATIONS P6: 6; SHEET BY SHEET HAND CALCULATIONS P7: 7; SHEET BY SHEET HAND CALCULATIONS P8: 3; SHEET BY SHEET HAND CALCULATIONS P9: 2; SHEET BY SHEET HAND CALCULATIONS P10: 4; SHEET BY SHEET HAND CALCULATIONS P11: 4; SHEET BY SHEET HAND CALCULATIONS P14: 4; SHEET BY SHEET HAND CALCULATIONS P15: 2; SHEET BY SHEET HAND CALCULATIONS P16: 3; SHEET BY SHEET HAND CALCULATIONS P17: 2 | 47
30 | 425-1-531 | INLET, DITCH BOTTOM, FDOT TYPE C MODIFIED - BACK OF SIDEWALK, < 10' | EA | 25 | 25 | 3671.25 | 3782 | 94550 |  |  |  |  | SHEET BY SHEET HAND CALCULATIONS P3: 2; SHEET BY SHEET HAND CALCULATIONS P4: 2; SHEET BY SHEET HAND CALCULATIONS P5: 4; SHEET BY SHEET HAND CALCULATIONS P6: 2; SHEET BY SHEET HAND CALCULATIONS P7: 1; SHEET BY SHEET HAND CALCULATIONS P9: 2; SHEET BY SHEET HAND CALCULATIONS P10: 4; SHEET BY SHEET HAND CALCULATIONS P11: 4; SHEET BY SHEET HAND CALCULATIONS P15: 2; SHEET BY SHEET HAND CALCULATIONS P16: 1; SHEET BY SHEET HAND CALCULATIONS P17: 1 | 25
31 | 425-1-533 | INLET, DITCH BOTTOM, FDOT TYPE C MODIFIED, J-BOT (5'-0" X 3'-6), < 10' | EA | 6 | 6 | 7277.03 | 7496 | 44976 |  |  |  |  | SHEET BY SHEET HAND CALCULATIONS P2: 1; SHEET BY SHEET HAND CALCULATIONS P12: 2; SHEET BY SHEET HAND CALCULATIONS P13: 3 | 6
32 | 425-1-541 | INLETS, DT BOT, TYPE D, <10' | EA | 3 | 3 | 3949.57 | 4069 | 12207 |  |  |  |  | SHEET BY SHEET HAND CALCULATIONS P19: 3 | 3
33 | 425-1-543 | INLETS, DITCH BOTTOM, TYPE D, J BOT, <10' | EA | 4 | 4 | 7347.62 | 7569 | 30276 |  |  |  |  | SHEET BY SHEET HAND CALCULATIONS P12: 2; SHEET BY SHEET HAND CALCULATIONS P15: 2 | 4
34 | 425-1-701 | INLET, GUTTER, FDOT TYPE S, < 10' | EA | 0 | 0 | 2551.18 | 2628 | 0 | [26 empty] | 0
35 | 425-2-71 | MANHOLES, J-7, <10' | EA | 5 | 5 | 8246.4 | 8494 | 42470 |  |  |  |  | SHEET BY SHEET HAND CALCULATIONS P3: 1; SHEET BY SHEET HAND CALCULATIONS P4: 1; SHEET BY SHEET HAND CALCULATIONS P12: 2; SHEET BY SHEET HAND CALCULATIONS P16: 1 | 5
36 | 425-2-91 | MANHOLES, J-8, <10' | EA | 8 | 8 | 6535.38 | 6732 | 53856 |  |  |  |  | SHEET BY SHEET HAND CALCULATIONS P1: 2; SHEET BY SHEET HAND CALCULATIONS P4: 1; SHEET BY SHEET HAND CALCULATIONS P11: 2; SHEET BY SHEET HAND CALCULATIONS P16: 1; SHEET BY SHEET HAND CALCULATIONS P18: 2 | 8
37 | 430-174-218 | PIPE CULVERT, OPTIONAL MATERIAL, OTHER SHAPE - ELLIP/ARCH, 18"SD | LF | 0 | 0 | 106.59 | 110 | 0 | [26 empty] | 0
38 | 430-174-224 | PIPE CULVERT, OPTIONAL MATERIAL, OTHER SHAPE - ELLIP/ARCH, 24"SD | LF | 427 | 427 | 108.83 | 113 | 48251 |  |  |  |  | SHEET BY SHEET HAND CALCULATIONS P11: 427 | 427
39 | 430-174-230 | PIPE CULVERT, OPTIONAL MATERIAL, OTHER SHAPE - ELLIP/ARCH, 30"SD | LF | 141 | 141 | 139.93 | 145 | 20445 |  |  |  |  | SHEET BY SHEET HAND CALCULATIONS P11: 7; SHEET BY SHEET HAND CALCULATIONS P12: 134 | 141
40 | 430-174-236 | PIPE CULVERT, OPTIONAL MATERIAL, OTHER SHAPE - ELLIP/ARCH, 36"SD | LF | 122 | 122 | 181.92 | 188 | 22936 |  |  |  |  | SHEET BY SHEET HAND CALCULATIONS P11: 122 | 122
41 | 430-174-242 | PIPE CULVERT, OPTIONAL MATERIAL, OTHER SHAPE - ELLIP/ARCH, 42"SD | LF | 130 | 130 | 211.39 | 218 | 28340 |  |  |  |  | SHEET BY SHEET HAND CALCULATIONS P16: 130 | 130
42 | 430-175-118 | PIPE CULVERT,OPTIONAL MATERIAL,ROUND, 18"S/CD | LF | 4138 | 4138 | 86.33 | 89 | 368282 | [5 empty] | 102 | 183 | 504 | 137 | 449 | 384 | 430 | 18 | 390 | 415 | 204 | 102 | 216 | 218 | 386 | [6 empty] | 4138
43 | 430-175-124 | PIPE CULVERT,OPTIONAL MATERIAL,ROUND, 24"S/CD | LF | 3257 | 3257 | 100 | 103 | 335471 |  |  |  |  | SHEET BY SHEET HAND CALCULATIONS P2: 374; SHEET BY SHEET HAND CALCULATIONS P7: 295; SHEET BY SHEET HAND CALCULATIONS P8: 227; SHEET BY SHEET HAND CALCULATIONS P9: 325; SHEET BY SHEET HAND CALCULATIONS P10: 252; SHEET BY SHEET HAND CALCULATIONS P12: 349; SHEET BY SHEET HAND CALCULATIONS P15: 240; SHEET BY SHEET HAND CALCULATIONS P16: 362; SHEET BY SHEET HAND CALCULATIONS P17: 543; SHEET BY SHEET HAND CALCULATIONS P18: 290 | 3257
44 | 430-175-130 | PIPE CULVERT, OPT MATERIAL, ROUND, 30"S/CD | LF | 2632 | 2632 | 114.46 | 118 | 310576 |  |  |  |  | SHEET BY SHEET HAND CALCULATIONS P5: 229; SHEET BY SHEET HAND CALCULATIONS P6: 511; SHEET BY SHEET HAND CALCULATIONS P7: 229; SHEET BY SHEET HAND CALCULATIONS P10: 325; SHEET BY SHEET HAND CALCULATIONS P11: 162; SHEET BY SHEET HAND CALCULATIONS P12: 234; SHEET BY SHEET HAND CALCULATIONS P15: 288; SHEET BY SHEET HAND CALCULATIONS P16: 464; SHEET BY SHEET HAND CALCULATIONS P18: 120; SHEET BY SHEET HAND CALCULATIONS P19: 70 | 2632
45 | 430-175-136 | PIPE CULVERT, OPT MATERIAL, ROUND, 36"S/CD | LF | 2533 | 2533 | 137.92 | 143 | 362219 |  |  |  |  | SHEET BY SHEET HAND CALCULATIONS P3: 478; SHEET BY SHEET HAND CALCULATIONS P4: 783; SHEET BY SHEET HAND CALCULATIONS P5: 165; SHEET BY SHEET HAND CALCULATIONS P13: 459; SHEET BY SHEET HAND CALCULATIONS P14: 648 | 2533
46 | 430-175-142 | PIPE CULVERT, OPT MATERIAL, ROUND, 42"S/CD | LF | 1002 | 1002 | 207.9 | 215 | 215430 |  |  |  |  | SHEET BY SHEET HAND CALCULATIONS P3: 432; SHEET BY SHEET HAND CALCULATIONS P11: 7; SHEET BY SHEET HAND CALCULATIONS P15: 563 | 1002
47 | 430-175-148 | PIPE CULVERT, OPT MATERIAL, ROUND, 48"S/CD | LF | 220 | 220 | 197.06 | 203 | 44660 |  |  |  |  | SHEET BY SHEET HAND CALCULATIONS P1: 220 | 220
48 | 430-984-629 | MITERED END SECTION, OPTIONAL OTHER SHAPE - ELLIP/ARCH, 24" | EA | 2 | 2 | 2410.72 | 2484 | 4968 |  |  |  |  | SHEET BY SHEET HAND CALCULATIONS P11: 2 | 2
49 | 430-984-129 | MITERED END SECTION, OPTIONAL ROUND, 24" SD | EA | 5 | 5 | 1628.61 | 1678 | 8390 |  |  |  |  | SHEET BY SHEET HAND CALCULATIONS P1: 1; SHEET BY SHEET HAND CALCULATIONS P18: 4 | 5
50 | 430-984-133 | MITERED END SECTION, OPTIONAL ROUND, 30" SD | EA | 2 | 2 | 3217.07 | 3314 | 6628 | [26 empty] | 0
51 | 430-984-138 | MITERED END SECTION, OPTIONAL ROUND, 36" SD | EA | 1 | 1 | 4213 | 4340 | 4340 | [26 empty] | 0
52 | 430-984-149 | MITERED END SECTION, OPTIONAL ROUND, 48" SD | EA | 1 | 1 | 5750 | 5923 | 5923 |  |  |  |  | SHEET BY SHEET HAND CALCULATIONS P1: 2 | 2
53 | 515-1-1 | PIPE HANDRAIL - GUIDERAIL, STEEL | LF | 500 | 500 | 67.63 | 70 | 35000 | [26 empty] | 0
54 | 520-1-10 | CONCRETE CURB & GUTTER, TYPE F | LF | 39700 | 39700 | 20.36 | 21 | 833700 |  |  |  |  | SHEET BY SHEET HAND CALCULATIONS P1: 4466 | 4466
55 | 522-1 | CONCRETE SIDEWALK AND DRIVEWAYS, 4" | SY | 4800 | 4800 | 32 | 33 | 158400 | [26 empty] | 0
56 | 522-2 | CONCRETE SIDEWALK AND DRIVEWAYS, 6" | SY | 2200 | 2200 | 56.21 | 58 | 127600 | [26 empty] | 0
57 | 524-1-2 | CONCRETE DITCH PAVEMENT, NR, 4" | SY | 750 | 750 | 21.17 | 22 | 16500 | [26 empty] | 0
58 | 527-2 | DETECTABLE WARNINGS | SF | 674 | 674 | 26.95 | 28 | 18872 |  |  |  |  | SHEET BY SHEET HAND CALCULATIONS P2: 100; SHEET BY SHEET HAND CALCULATIONS P4: 68; SHEET BY SHEET HAND CALCULATIONS P8: 48; SHEET BY SHEET HAND CALCULATIONS P9: 120; SHEET BY SHEET HAND CALCULATIONS P11: 50; SHEET BY SHEET HAND CALCULATIONS P14: 130; SHEET BY SHEET HAND CALCULATIONS P17: 130; SHEET BY SHEET HAND CALCULATIONS P19: 28 | 674
59 | 550-10-222 | FENCING, TYPE B, 5.1-6.0, W/ VINYL COAT | LF | 2500 | 2500 | 15.18 | 16 | 40000 | [26 empty] | 0
60 | 570-1-2 | PERFORMANCE TURF, SOD | SY | 30000 | 30000 | 2.42 | 3 | 90000 | [26 empty] | 0
61 | 710-90 | ADD MOT QUANTITIES | LS | 1 | 1 | 2500000 | 2575000 | 2575000
62 |  | WETLAND MITIGATION | LS | 1 | 1 | 40000 | 41200 | 41200
63 |  | STORMWATER MANAGEMENT FACILITIES | LS | 1 | 1 | 158500 | 163255 | 163255
64 |  | FLOODPLAIN COMPENSATION | LS | 1 | 1 | 124500 | 128235 | 128235
[7 empty] | ROADWAY COMPONENT SUB-TOTAL | 15813749
SIGNING AND PAVEMENT MARKINGS COMPONENT
65 | 700-1-11 | SINGLE POST SIGN, F&I, GROUND MOUNT, UP TO 12 SF | AS | 23 | 23 | 336.24 | 347 | 7981
66 | 700-1-12 | SINGLE POST SIGN, F&I, GROUND MOUNT, 12-20 SF | AS | 6 | 6 | 1317.04 | 1357 | 8142
67 | 705-10-1 | OBJECT MARKER, TYPE 1 | EA | 6 | 6 | 120.79 | 125 | 750
68 | 711-11-124 | THERMOPLASTIC, STANDARD, WHITE, SOLID, 18" FOR DIAGONAL OR CHEVRON | LF | 725 | 725 | 4.12 | 5 | 3625
69 | 711-11-141 | THERMOPLASTIC, STANDARD, WHITE, 2-4 DOTTED GUIDELINE/6-10 GAP EXTENSION, 6" | GM | 0.674 | 0.674 | 3028.52 | 3120 | 2103
70 | 711-11-224 | THERMOPLASTIC, STANDARD, YELLOW, SOLID, 18" FOR DIAGONAL OR CHEVRON | LF | 970 | 970 | 4.22 | 5 | 4850
71 | 711-14-123 | THERMOPLASTIC, PREFORMED, WHITE SOLID, 12" FOR CROSSWALK | LF | 3600 | 3600 | 8.43 | 9 | 32400
72 | 711-14-125 | THERMOPLASTIC, PREFORMED, WHITE SOLID, 24" FOR CROSSWALK | LF | 3800 | 3800 | 15.55 | 17 | 64600
73 | 711-14-160 | THERMOPLASTIC, STANDARD, WHITE, MESSAGE | EA | 51 | 51 | 161.9 | 167 | 8517
74 | 711-14-170 | THERMOPLASTIC, STANDARD, WHITE, ARROW | EA | 138 | 138 | 87.1 | 90 | 12420
75 | 711-15-101 | THERMOPLASTIC, STANDARD - OPEN GRADED ASPHALT, WHITE, SOLID, 6" | GM | 8.812 | 8.812 | 4589.37 | 4728 | 41664
76 | 711-15-102 | THERMOPLASTIC, STANDARD - OPEN GRADED ASPHALT, WHITE, SOLID, 8" | GM | 0.246 | 0.246 | 6073.72 | 6256 | 1539
77 | 711-15-131 | THERMOPLASTIC, STANDARD - OPEN GRADED ASPHALT, WHITE, SKIP, 6", 10-30 SKIP | GM | 3.169 | 3.169 | 1207.93 | 1245 | 3946
78 | 711-15-133 | THERMOPLASTIC, STANDARD - OPEN GRADED ASPHALT, WHITE, SKIP, 12", 3-9 LANE DROP | GM | 0.057 | 0.057 | 0 | 0 | 0
79 | 711-15-201 | THERMOPLASTIC, STANDARD - OPEN GRADED ASPHALT, YELLOW, SOLID, 6" | GM | 4.532 | 4.532 | 4742.97 | 4886 | 22144
[7 empty] | SIGNING AND PAVEMENT MARKINGS COMPONENT SUB-TOTAL | 214681
SIGNALIZATION COMPONENT
80 | 630-2-11 | CONDUIT, FURNISH & INSTALL, OPEN TRENCH | LF | 480 | 480 | 10 | 11 | 5280
81 | 630-2-12 | CONDUIT, FURNISH & INSTALL, DIRECTIONAL BORE | LF | 14510 | 14510 | 22 | 23 | 333730
82 | 632-7-1 | SIGNAL CABLE- NEW OR RECONSTRUCTED INTERSECTION, FURNISH & INSTALL | PI | 4 | 4 | 6000 | 6180 | 24720
83 | 632-7-6 | SIGNAL CABLE, REMOVE- INTERSECTION | PI | 1 | 1 | 500 | 515 | 515
84 | 633-1-121 | FIBER OPTIC CABLE, F&I, UNDERGROUND,2-12 FIBERS | LF | 1080 | 1080 | 2.6 | 3 | 3240
85 | 633-1-122 | FIBER OPTIC CABLE, F&I, UNDERGROUND,13-48 FIBERS | LF | 12245 | 12245 | 3.5 | 4 | 48980
86 | 633-2-31 | FIBER OPTIC CONNECTION, INSTALL, SPLICE | EA | 16 | 16 | 50 | 52 | 832
87 | 633-2-32 | FIBER OPTIC CONNECTION, INSTALL, TERMINATION | EA | 48 | 48 | 75 | 78 | 3744
88 | 633-3-11 | FIBER OPTIC CONNECTION HARDWARE, F&I, SPLICE ENCLOSURE | EA | 4 | 4 | 900 | 927 | 3708
89 | 633-3-12 | FIBER OPTIC CONNECTION HARDWARE, F&I, SPLICE TRAY | EA | 4 | 4 | 250 | 258 | 1032
90 | 633-3-16 | FIBER OPTIC CONNECTION HARDWARE, F&I, PATCH PANEL- FIELD TERMINATED | EA | 4 | 4 | 400 | 412 | 1648
91 | 634-4-600 | SPAN WIRE ASSEMBLY, REMOVE- POLES REMAIN | PI | 1 | 1 | 500 | 515 | 515
92 | 635-2-11 | PULL & SPLICE BOX, F&I, 13" x 24" COVER SIZE | EA | 48 | 48 | 625 | 644 | 30912
93 | 635-2-12 | PULL & SPLICE BOX, F&I, 24" X 36" COVER SIZE | EA | 27 | 27 | 1500 | 1545 | 41715
94 | 635-2-13 | PULL & SPLICE BOX, F&I, 30" X 60" RECTANGULAR OR 36" ROUND COVER SIZE | EA | 4 | 4 | 3500 | 3605 | 14420
95 | 639-1-122 | ELECTRICAL POWER SERVICE, F&I, UNDERGROUND, METER PURCHASED BY CONTRACTOR | AS | 3 | 3 | 2000 | 2060 | 6180
96 | 639-1-610 | ELECTRICAL POWER SERVICE, REMOVE OVERHEAD | AS | 1 | 1 | 400 | 412 | 412
97 | 639-1-620 | ELECTRICAL POWER SERVICE, REMOVE UNDERGROUND | AS | 1 | 1 | 250 | 258 | 258
98 | 639-2-1 | ELECTRICAL SERVICE WIRE, FURNISH & INSTALL | LF | 150 | 150 | 6 | 7 | 1050
99 | 641-2-12 | PRESTRESSED CONCRETE POLE, F&I, TYPE P-II SERVICE POLE | EA | 3 | 3 | 1400 | 1442 | 4326
100 | 641-2-13 | PRESTRESSED CONCRETE POLE, F&I, TYPE P-III | EA | 2 | 2 | 5000 | 5150 | 10300
101 | 641-2-60 | PRESTRESSED CONCRETE POLE, COMPLETE POLE REMOVAL- PEDESTAL/SERVICE POLE | EA | 1 | 1 | 400 | 412 | 412
102 | 641-2-80 | PRESTRESSED CONCRETE POLE, COMPLETE POLE REMOVAL- POLE 30' AND GREATER | EA | 2 | 2 | 5000 | 5150 | 10300
103 | 646-1-11 | ALUMINUM SIGNALS POLE, PEDESTAL | EA | 30 | 30 | 1500 | 1545 | 46350
104 | 646-1-60 | ALUMINUM SIGNALS POLE, REMOVE | EA | 4 | 4 | 250 | 258 | 1032
105 | 649-21-10 | STEEL MAST ARM ASSEMBLY, FURNISH AND INSTALL, SINGLE ARM 60' | EA | 2 | 2 | 50000 | 51500 | 103000
106 | 649-21-15 | STEEL MAST ARM ASSEMBLY, FURNISH AND INSTALL, SINGLE ARM 70' | EA | 3 | 3 | 54000 | 55620 | 166860
107 | 649-21-21 | STEEL MAST ARM ASSEMBLY, FURNISH AND INSTALL, SINGLE ARM 78' | EA | 6 | 6 | 55000 | 56650 | 339900
108 | 650-1-14 | VEHICULAR TRAFFIC SIGNAL, FURNISH & INSTALL ALUMINUM, 3 SECTION, 1 WAY | AS | 34 | 34 | 1000 | 1030 | 35020
109 | 650-1-16 | VEHICULAR TRAFFIC SIGNAL, FURNISH & INSTALL ALUMINUM, 4 SECTION, 1 WAY | AS | 5 | 5 | 1100 | 1133 | 5665
110 | 650-1-60 | VEHICULAR TRAFFIC SIGNAL, REMOVE- POLES TO REMAIN | AS | 5 | 5 | 200 | 206 | 1030
111 | 653-1-11 | PEDESTRIAN SIGNAL, FURNISH & INSTALL LED COUNTDOWN, 1 WAY | AS | 30 | 30 | 650 | 670 | 20100
112 | 660-3-11 | VEHICLE DETECTION SYSTEM- MICROWAVE, FURNISH & INSTALL CABINET EQUIPMENT | EA | 3 | 3 | 4000 | 4120 | 12360
113 | 660-3-12 | VEHICLE DETECTION SYSTEM- MICROWAVE, FURNISH & INSTALL, ABOVE GROUND EQUIPMENT | EA | 7 | 7 | 8000 | 8240 | 57680
114 | 660-4-11 | VEHICLE DETECTION SYSTEM- VIDEO, FURNISH & INSTALL CABINET EQUIPMENT | EA | 3 | 3 | 6500 | 6695 | 20085
115 | 660-4-12 | VEHICLE DETECTION SYSTEM- VIDEO, FURNISH & INSTALL ABOVE GROUND EQUIPMENT | EA | 11 | 11 | 4000 | 4120 | 45320
116 | 660-4-42 | VEHICLE DETECTION SYSTEM- VIDEO, RELOCATE ABOVE GROUND EQUIPMENT | EA | 1 | 1 | 400 | 412 | 412
117 | 663-1-111 | SIGNAL PRIORITY AND PREEMPTION SYSTEM, F&I, OPTICAL, CABINET ELECTRONICS | EA | 1 | 1 | 5200 | 5356 | 5356
118 | 663-1-112 | SIGNAL PRIORITY AND PREEMPTION SYSTEM, F&I, OPTICAL, DETECTOR | EA | 1 | 1 | 1500 | 1545 | 1545
119 | 665-1-11 | PEDESTRIAN DETECTOR, FURNISH & INSTALL, STANDARD | EA | 30 | 30 | 250 | 258 | 7740
120 | 670-5-110 | TRAFFIC CONTROLLER ASSEMBLY, F&I, NEMA | AS | 2 | 2 | 35000 | 36050 | 72100
121 | 670-5-111 | TRAFFIC CONTROLLER ASSEMBLY, F&I, NEMA, 1 PREEMPTION | AS | 1 | 1 | 35000 | 36050 | 36050
122 | 670-5-400 | TRAFFIC CONTROLLER ASSEMBLY, MODIFY | AS | 1 | 1 | 2500 | 2575 | 2575
123 | 670-5-600 | TRAFFIC CONTROLLER ASSEMBLY, REMOVE CONTROLLER WITH CABINET | AS | 1 | 1 | 750 | 773 | 773
124 | 676-3-10 | SMALL EQUIPMENT ENCLOSURE, FURNISH AND INSTALL, LESS THAN 10"W X 13"H X 11" D | EA | 1 | 1 | 1000 | 1030 | 1030
125 | 682-1-113 | ITS CCTV CAMERA, F&I, DOME PTZ ENCLOSURE - PRESSURIZED, IP, HIGH DEFINITION | EA | 3 | 3 | 8500 | 8755 | 26265
126 | 684-1-1 | MANAGED FIELD ETHERNET SWITCH, FURNISH & INSTALL | EA | 4 | 4 | 3000 | 3090 | 12360
127 | 685-1-13 | UNINTERRUPTIBLE POWER SUPPLY, FURNISH AND INSTALL, LINE INTERACTIVE WITH CABINET | EA | 4 | 4 | 7500 | 7725 | 30900
128 | 700-3-201 | SIGN PANEL, FURNISH & INSTALL OVERHEAD MOUNT, UP TO 12 SF | EA | 6 | 6 | 550 | 567 | 3402
129 | 700-5-22 | INTERNALLY ILLUMINATED SIGN, FURNISH & INSTALL, OVERHEAD MOUNT, 12-18 SF | EA | 11 | 11 | 3500 | 3605 | 39655
[7 empty] | SIGNALIZATION COMPONENT SUB-TOTAL | 1642794
LIGHTING COMPONENT
130 | 630-2-11 | CONDUIT, FURNISH & INSTALL, OPEN TRENCH | LF | 400 | 400 | 5.97 | 7 | 2800
131 | 630-2-12 | CONDUIT, FURNISH & INSTALL, DIRECTIONAL BORE | LF | 20255 | 20255 | 20.3 | 21 | 425355
132 | 635-2-11 | PULL & SPLICE BOX, F&I, 13" X 24" COVER SIZE | EA | 133 | 133 | 619.11 | 638 | 84854
133 | 639-1-122 | ELECTRICAL POWER SERVICE, F&I, UNDERGROUND, METER PURCHASED BY CONTRACTOR | AS | 2 | 2 | 2185.31 | 2251 | 4502
134 | 639-2-1 | ELECTRICAL SERVICE WIRE, FURNISH & INSTALL | LF | 20 | 20 |  | 0 | 0
135 | 639-2-12 | PRESTRESSED CONCRETE POLE, F&I, TYPE P-II SERVICE POLE(12') | EA | 2 | 2 |  | 0 | 0
136 | 715-1-12 | LIGHTING CONDUCTORS, F&I, INSULATED, NO.8 - 6 | LF | 70229 | 70229 | 1.26 | 2 | 140458
137 | 715-4-13 | LIGHT POLE COMPLETE, F&I STANDARD POLEW STANDARD FOUNDATION, 40' MOUNTING HEIGHT | EA | 1 | 1 |  | 0 | 0
138 | 715-4-32 | LIGHT POLE COMPLETE, F&I, UTILITY CONFLICT POLE, INDEX 17515/715-002 FOUNDATION, 35' MOUNTING HEIGHT | EA | 123 | 123 | 5052 | 5204 | 640092
139 | 715-7-11 | LOAD CENTER, F&I, SECONDARY VOLTAGE | EA | 2 | 2 | 11879.01 | 12236 | 24472
140 | 715-11-211 | LUMINAIRE, F&I- REPLACE EXISTING LUMINAIRE ON EXISTING POLE/ARM, ROADWAY, COBRA HEAD | EA | 4 | 4 | 999.6 | 1030 | 4120
141 | 715-500-1 | POLE CABLE DISTRIBUTION SYSTEM, FURNISH AND INSTALL, CONVENTIONAL | EA | 124 | 124 | 509.12 | 525 | 65100
[7 empty] | SIGNALIZATION COMPONENT SUB-TOTAL | 1391753
UTILITY COMPONENT
WATER MAIN | [7 empty] | 0
SEWER MAIN | [7 empty] | 0
RECLAIM WATER MAIN | [7 empty] | 0
[7 empty] | UTILITY COMPONENT SUB-TOTAL | 0 |  |  |  | TOTAL of SUB-TOTALS
OTHER | [11 empty] | 19062977
142 |  | PROJECT UNKNOWNS (15%) | LS | 1 | 1 |  | 2859450 | 2859450
[7 empty] | TOTAL CONSTRUCTION COST | 20530674
Note: Unit costs based on FDOT Historical Costs (Current 12 Month Moving Averages for Area 8). Percentages based on values per FDOT Work Program Update Cycle.
Right-of-Way |  | Roadway Modified Meander alignment 150' ROW | [5 empty] | 6703000
|  | Pond/Floodplain Compensation/Wetland Mitigation - Site A-1 | [5 empty] | 991400
|  | Linear Pond on the East End within Existing ROW | [5 empty] | 0
Total Estimated Cost | [7 empty] | 28225074
S:\Bids, Proposals, Quotes\2024\24-TA005076JH IFBC Honore avenue at Old Farm Road Intersection Improvements\Solicitation Documents\Addendums\[24-TA005076JH Addendum 1, Appendix L - Bid Pricing Form (Revised).xls]Appendix L
Note on G33: Jeremy Runkle: 6-Month Moving Statewide Average
Note on G39: Jeremy Runkle: 6-Month Moving Statewide Average
Note on G48: Jeremy Runkle: 6-Month Moving Statewide Average
Note on G51: Jeremy Runkle: 6-Month Moving Statewide Average
Note on G58: Jeremy Runkle: 6-Month Moving Statewide Average
Note on G68: Jeremy Runkle: 6-Month Moving Statewide Average
Note on G69: Jeremy Runkle: 6-Month Moving Statewide Average
Note on G71: Jeremy Runkle: 6-Month Moving Statewide Average
Note on G77: Jeremy Runkle: 12-Month Moving Statewide Average
Note on G70: Jeremy Runkle: 6-Month: 430-982-141 Equivalent
Note on G49: Jeremy Runkle: 425-1-461 Equivalent
Note on G41: Jeremy Runkle: 6-Month Moving Statewide Average
Note on S64: Hamid Faraji: all the way to the pond