## Lsinfo 2017
Attachment C Lift Station Locations
LIFT STATION NAME/NO. | A.K.A. | RTU | COORDINATES | COUNTY ATLAS # | WWTP | DOWNSTREAM LIFT STATION | STREET ADDRESS | CITY OR TOWN | GPM | TDH | PIPE SIZE | PIPE TYPE | WET WELL SIZE | INF. LINE SIZE | INF. LINE TYPE | FORCE MAIN SIZE | FORCE MAIN TYPE | FORCE MAIN LENGTH | FORCE MAIN TERMINATION LOCATION | FORCEMAIN VALVE LOCATIONS | VOLTS
#1 |  | 54 | N27.46297 W82.69658 | 21-4 | SW | 1-M | 111 6TH ST. S. | BRADENTON BEACH | 300 | 55 | 4 | HDPE | 6 | 8 | VCP | 6 | CIP | 2650 | #5 F.M.,N.SIDE OF CORTEZ RD. BRIDGE | GV@ TERM.LOCATION | 230
#11 |  | 64 | N27.52115 W82.72776 | 8-17 | SW | #5 | 8501 GULF DR. | HOLMES BEACH | 1000 | 60 | 8 | HDPE | 12 |  | CIP | 10X12X16 | CIP | 7920 | M.H.@ 127 52ST. | GV,HOLMES BLVD.& 68ST. | 230
#12 |  | 65 | N27.52999 W82.73158 | 8-18 | SW | #11 | 501 MAGNOLIA AV. | ANNA MARIA | 600 | 32 | 6 | HDPE | 8 |  | CIP | 8 | CIP | 1650 | M.H.,N.SHORE DR.& PALM AV. | NONE | 230
#13 |  | 66 | N27.52918 W82.72497 | 8-17 | SW | #12 | 809 S.BAY BLVD. | ANNA MARIA | 140 | 27 | 4 | HDPE | 13 | 6 | VCP | 4 | CIP | 850 | M.H.,BAY BLVD.& KUMQUAT DR. | NONE | 230
#14 |  | 68 | N27.53109 W82.73912 | 8-18 | SW | #11 | 690 JACARANDA ROAD | ANNA MARIA | 320 | 43 | 4 | HDPE | 8 | 12 | VCP | 6 | CIP | 2750 | M.H.,PALM DR.& N.SHORE DR. | ARV,N.SHORE DR.,50'S.E.OF CYPRESS AV. | 230
#15 |  | 67 | N27.53556 W82.73726 | 8-7 | SW | #12 | 420 N.BAY BLVD. | ANNA MARIA | 250 | 40 | 4 | HDPE | 6 | 8 | VCP | 6 | CIP | 1675 | M.H.,BAY BLVD.,20'E.OF BRIDGE | ARV,BAY BLVD.,45'N.OF BRIDGE | 230
#5 MASTER |  | 71 | N27.49831 W82.71217 | 8-28 | SW | 1-M | 4150 GULF DR. | HOLMES BEACH | 1830 | 92.5 | 12X18 | DIP | 8X29 | 30 | CIP | 18X20 | DIP | 19212 | M.H.,CORTEZ RD.@ WATER BOOSTER STATION |  | 480
#6 |  | 59 | N27.50950 W82.71441 | 8-20 | SW | #5 | 5901 MARINA DR. | HOLMES BEACH | 275 | 35 | 4 | HDPE | 6 |  |  | 8 | CIP | 1150 | #11 F.M.,56ST.& HOLMES BLVD. | GV@ TERM.LOCATION | 230
#7 |  | 62 | N27.51495 W82.72138 | 8-20 | SW | #5 | 6900 HOLMES BLVD. | HOLMES BEACH | 800 | 35 | 6 | HDPE | 12 |  |  | 10 | CIP | 350 | #11 F.M.,68ST.& HOLMES BLVD. | GV@ TERM.LOCATION | 230
#8 |  | 63 | N27.51886 W82.72208 | 8-20 | SW | #7 | 7205 MARINA DR. | HOLMES BEACH | 200 | 23.2 | 4 | HDPE | 6 | 6 | VCP | 6 | CIP | 1350 | M.H.,CLARKS DR.& MARINA DR. | NONE | 230
#9 |  | 60 | N27.52098 W82.70907 | 8-21 | SW | #7 | 636 KEY ROYALE DR. | HOLMES BEACH | 250 | 39 | 4 | HDPE | 8 |  |  | 6 | CIP | 2450 | M.H.,KEY ROYALE DR.,150'W.OF BRIDGE | ARV,E.END OF KEY ROYALE DR. BRIDGE | 230
10-D |  | 220 | N27.50691 W82.64020 | 9-30 | SW | 1-D | 7800 9AV.N.W. | BRADENTON | 400 | 60 | 8 | HDPE | 10X12 | 16 | DIP | 8 | PVC | 3742 | 15-D F.M.,1AV.N.W.& 75ST.N.W. | GV@ L.S.& TERM.LOCATION | 230
10-M |  | 123 | N27.45885 W82.66641 | 21-11 | SW | 1-M | 10300 46AV.W. | BRADENTON | 100 | 25 | 4 | HDPE | 6 | 6 | CIP | 4 | CIP | 325 | M.H.,102ST.W. & 46AV.W. | NONE | 230
12-A MASTER |  | 139 | N27.41880 W82.58216 | 20-22 | SW | SWWWTP | 2007 BAY DR. | BRADENTON | 3000 | 93 | 12 | DIP | 8X29 | 24 | CIP | 20X24X30 | DIP | 25044 | 27-A F.M.,34th.ST.& 53rd.AV.W. | GV@ L.S. & TERM.LOCATION | 480
12-D |  | 221 | N27.51854 W82.64059 | 9-19 | SW | 9-D | 7830 DESOTO MEM.DR. | BRADENTON | 500 | 40 | 6 | HDPE | 8 | 10 | CIP | 8x10x12 | C 900 | 6450 | M.H. 9AV.N.W., E. OF 68ST.CT.N.W. | PV@ L.S. & 22D FM CONNECTIONS | 230
13-A MASTER |  | 408 | N27.42898 W82.56361 | 20-24 | SW | SWWWTP | 112 63AV.E. | BRADENTON | 3319 | 143 | 12 | DIP | 8X29 | 36 | DIP | 24 | DIP | 12913 | 12-A,F.M.,34ST.W.& 60AV.W. |  | 480
14-A |  | 434 | N27.41840 W82.55474 | 20-25 | SW | 13-A | 902 WHITFIELD AVE. | BRADENTON | 1400 | 47 | 10 | HDPE | 12 | 18 | DIP | 12 | DIP | 4044 | M.H.,9ST.E.& 63AV.E. | ARV,9ST.E.,N.E.SIDE OF BRIDGE | 480
14-D |  | 219 | N27.49906 W82.64251 | 9-30 | SW | 1-D | 8091 2ND AVE. W | BRADENTON | 250 | 48 | 4 | HDPE | 6 | 12 | CIP | 12 | CIP | 18 | 15-D F.M.,2AV.& 81ST.W. | GV@ TERM.LOCATION | 230
15-A |  | 402 | N27.42228 W82.56514 | 20-23 | SW | 16-A | 6817 3RD ST. CT. W | BRADENTON | 250 | 35 | 4 | HDPE | 6 | 10 | CIP | 6 | CIP | 738 | M.H., 511 68AV.DR.W. | NONE | 230
15-D |  | 218 | N27.49219 W82.64294 | 9-31 | SW | 1-D | 1001 PALMA SOLA BLVD. | BRADENTON | 600 | 60 | 4 | HDPE | 8 | 15 | CIP | 12X16X20 | C 900 | 11591 | M.H.,59ST.W.,25'S.OF MAN.AV. | ARV,1AV.W.,1100'E.75ST.,GV,1AV.&75ST.W. | 230
16-A |  | 440 | N27.41840 W82.57247 | 20-23 | SW | 12-A | 1009 69AV.W. | BRADENTON | 345 | 26 | 4 | HDPE | 8 | 18 | CIP | 10 | CIP | 725 | 1-A F.M.,69AV.& U.S.41 | GV@ TERM.LOCATION | 230
16-D |  | 211 | N27.47752 W82.60811 | 20-4 | SW | 1-D | 4629 26AV.W. | BRADENTON | 200 | 25 | 4 | HDPE | 8 | 10 | CIP | 6 | DIP | 600 | M.H.,4807 26AV. | ARV,26AV.,150'W.OF 47ST.W. | 230
17-A |  | 404 | N27.42930 W82.57073 | 20-23 | SW | 16-A | 816 63AV.W. | BRADENTON | 195 | 42 | 4 | PVC | 8 | 8 | PVC | 6 | DIP | 2500 | M.H.,12ST.W.,200'N.OF 65AV.W. | GV,@L.S. | 230
18-A |  | 406 | N27.43490 W82.57100 | 20-14 | SW | 13-A | 916 60AV.W. | BRADENTON | 250 | 38 | 4 | HDPE | 6 | 8 | CIP | 6 | CIP | 1175 | M.H.,603 60AV.W. | GV,@L.S. | 230
18-AA |  | 484 | N27.42910 W82.57539 | 20-22 | SW | 12-A | 6322 14th.ST.W. | BRADENTON | 175 | 21 | 4 | HDPE | 8 | 8 | DIP | 4 | PVC | 400 | M.H., 1305 HARVARD AVE. |  | 230
18-AB |  | 485 | N27.42895 W82.57539 | 20-23 | SW | 18-AA | 6326 14th.ST.W. | BRADENTON | 40 | 60 | 2 | PVC | 6 | 8 | DIP | 2 | PVC | 350 | M.H. @ 37 BUNION LANE WILHELM'S M.H.P. |  | 230
18-AC |  | 486 | N27.42580 W82.57541 | 20-23 | SW | 12-A | 6510 14th.ST.W. | BRADENTON | 10 | 12 | 2 | PVC | 6 | 8 | DIP | 2 | PVC | 45 | M.H. 75' W. OF L.S., REAR OF 1604 TENNESSEE ST. (TRAILER ESTATES) |  | 230
18-M |  | 116 | N27.45948 W82.62115 | 20-8 | SW | SWWWTP | 6020 45AV.DR.W. | BRADENTON | 190 | 54 | 4 | HDPE | 6 | 10 | CIP | 6 | CIP | 2935 | 1-M F.M.,66ST.,S.OF CORTEZ RD. | ARV,44AV.,800'E.OF 66ST.W. | 230
19-D |  | 217 | N27.47881 W82.64279 | 9-31 | SW | 1-M | 2314 PALMA SOLA BLVD. | BRADENTON | 207 | 71 | 4 | HDPE | 6 | 12 | CIP | 6 | CIP | C 900 | M.H.,PALMA SOLA BLVD.& 43AV.W. | ARV,PALMA SOLA BLVD.BRIDGE SOUTH | 230
1-A |  | 135 | N27.41106 W82.57294 | 20-26 | SW | 12-A | 7300 SHEPARD ST. | BRADENTON | 637 | 44 | 6 | HDPE | 10 | 18 | CIP | 10 | CIP | 4439 | M.H.,1710 69TH AVE. W. | ARV,S.E.SIDE OF BOWLEE'S CREEK @ US41 | 230
1-C |  | 56 | N27.47016 W82.69900 | 21-4 | SW | 1-M | 1115 9ST.N. | BRADENTON BEACH | 200 | 39.5 | 4 | C900 | 5.75 | 8 | CIP | 4 | CIP | 424 | #5 F.M.,GULF DR.& 9ST.,W.SIDE | GV,9ST.,E.SIDE OF GULF DR. | 230
1-D MASTER |  | 237 | N27.48383 W82.61216 | 9-32 | SW | SWWWTP | 1806 51ST. ST. W | BRADENTON | 2609 | 126 | 12X20 | DIP | 8X29 | 30 | CIP | 20X24 | CIP | 12040 | 1-M F.M.,66ST.& CORTEZ RD.,N.SIDE |  | 480
1-M MASTER |  | 203 | N27.46194 W82.65150 | 21-12 | SW | SWWWTP | 8720 44TH AVE. W. | BRADENTON | 3393 | 183 | 14X20 | DIP | 8X29 | 30 | CIP | 24X30 | DIP | 11526 | S.W.R.T.P. |  | 480
1-MA |  | 124 | N27.46756 W82.68237 | 21-3 | SW | 1-M | 12011 45TH.AVE.W. | BRADENTON | 275 | 25 | 4 | HDPE | 6 | 8 | CIP | 6 | CIP | 950 | M.H.,CORTEZ RD.,E.OF WATER BOOSTER STATION | NONE | 230
20-A |  | 433 | N27.43520 W82.55071 | 20-13 | SW | 13-A | 5932 12TH ST. E. | BRADENTON | 651 | 33 | 6 | HDPE | 10 | 16 | DIP | 8 | CIP | 1651 | M.H.,6204 12ST.E. | GV,@L.S. | 230
20-D |  | 234 | N27.50110 W82.59788 | 9-28 | SW | 3-D | 3711 RIVERVIEW BLVD. | BRADENTON | 134 | 18 | 4 | HDPE | 6 | 8 | CIP | 4 | PVC | 380 | MH, RIVERVIEW BLVD.& 3AV.N.W. |  | 230
21-A |  | 432 | N27.44358 W82.55067 | 20-13 | SW | 13-A | 5503 12ST.E. | BRADENTON | 550 | 41 | 6 | HDPE | 10 | 16 | DIP | 8 | CIP | 2810 | M.H.,57AV.E.& 8ST.CT.E. | GV,@L.S. | 230
21-D |  | 229 | N27.51187 W82.62020 | 9-20 | SW | 7-D | 5925 RIVERVIEW BLVD. | BRADENTON | 100 | 22.9 | 4 | HDPE | 6 | 6 | CIP | 4 | CIP | 250 | M.H.,5919 RIVERVIEW BLVD. | ARV,WARNERS BAYOU BRIDGE WEST | 230
22-A |  | 413 | N27.44439 W82.56276 | 20-13 | SW | 13-A | 101 55AV.W. | BRADENTON | 286 | 48.6 | 4 | HDPE | 6 | 12 | CIP | 6 | CIP | 600 | M.H.,55AV.W.& 3ST.W. | GV,@L.S. | 230
22-D |  | 224 | N27.51584 W82.63335 | 9-19 | SW | 8-D | 1719 72ND. ST. N. W. | BRADENTON | 80 | 30 | 4 | HDPE | 6 | 6 | CIP | 6 | DIP | 1281 | 12-D FM ACROSS FROM 7111 17TH.AV.N.W. | PV,@L.S. & TERMINATION LOCATION | 230
23-A |  | 410 | N27.44775 W82.57467 | 20-14 | SW | 29-A | 1312 53 AVE.W. | BRADENTON | 350 | 43 | 6 | HDPE | 8 | 10 | PVC | 6 | CIP | 1625 | M.H.,55AV.W.,125'W.OF U.S.41 |  | 230
23-AA |  | 411 | N27.45123 W82.57377 | 20-11 | SW | 23-A | 1203 51ST. AVE. DR. W. | BRADENTON | 250 | 29.7 | 6 | HDPE | 8 | 10 | CIP | 6 | CIP | 1215 | M.H.,5149 14ST.W. | GV,@L.S. | 230
23-D |  | 247 | N27.50276 W82.64547 | 8-25 | SW | 10-D | 8305 4th.AV.N.W. | BRADENTON | 70 | 38 | 4 | HDPE | 6 | 10 | PVC | 4 | PVC |  | AZALEA PK.FM, 84ST. & 4AV.N.W. | GV,@L.S. & TERMINATION LOCATION | 230
24-A |  | 426 | N27.45128 W82.54518 | 19-7 | SW | 13-A | 1600 51AV.E. | BRADENTON | 525 | 43 | 4 | HDPE | 6 | 10 | CIP | 6 | CIP | 2300 | M.H.,1116 51AV.E. | GV,@L.S. | 230
25-A |  | 424 | N27.46239 W82.56261 | 20-12 | SW | 13-A | 108 44TH. AVE. E | BRADENTON | 250 | 43 | 4 | HDPE | 6 | 8 | CIP | 4 | CIP | 2250 | M.H.,W. OF 830.OF 301 BLVD. | GV,@L.S. | 230
25-D |  | 258 | N27.50518 W82.63230 | 9-30 | SW | 9-D | 635 71st.ST.N.W. | BRADENTON | 8 | 11.1 | 2 | PVC | 4 | 6 | PVC | 2 | PVC |  | M.H. 71ST.N.W. & 7AVE.N.W. |  | 230
26-A |  | 418 | N27.45835 W82.56896 | 20-11 | SW | 31-A | 800 ORLANDO AVE. | BRADENTON | 780 | 30.9 | 4 | HDPE | 8 | 16 | CIP | 10 | CIP | 1250 | M.H.,W.SIDE OF 14ST.W.& ORLANDO AV. | ARV,ORLANDO AV.,100'E.OF MINEOLA ST. | 230
26-D |  | 259 | N27.50087 W82.60991 | 9-28 | SW | 5-D | 4902 2ND AVE. DR. N.W. | BRADENTON | 8 | 25 | 2 | PVC | 4 | 8 | VCP | 2 | POLY | 327 | M.H., BEHIND 208 50ST.N.W., E.SIDE | GV,@L.S. | 230
27-A MASTER |  | 138 | N27.44775 W82.58542 | 20-15 | SW | SWWWTP | 2484 53RD AVE. W. | BRADENTON | 2950 | 58 | 14 | DIP | 8X29 | 30 | CIP | 20 | DIP | 3154 | 12-A,F.M.,34ST.W.& 53AV.W. |  | 480
28-A |  | 130 | N27.43711 W82.58447 | 20-15 | SW | 27-A | 2314 58AV.DR.W. | BRADENTON | 125 | 27 | 4 | HDPE | 6 | 8 | CIP | 6 | CIP | 1525 | M.H.,24ST.W.,125'N.OF 57AV.W. |  | 230
29-A |  | 129 | N27.44406 W82.57989 | 20-15 | SW | 27-A | 1801 55AV.W. | BRADENTON | 455 | 28.5 | 6 | HDPE | 12 | 18 | CIP | 12 | CIP | 530 | M.H.,1911 55AV.W. |  | 230
2-A |  | 439 | N27.41672 W82.56820 | 20-26 | SW | 12-A | 350 MAGELLAN DR. | BRADENTON | 1433 | 47 | 6 | HDPE | 12 | 20 | CIP | 12 | CIP | 2037 | 1-A F.M.,S.E.CORNER OF U.S.41 & MEGELLAN | GV@ TERM.LOCATION | 460
2-C |  | 57 | N27.47928 W82.70315 | 8-33 | SW | 1-M | 2301 AV.C. | BRADENTON BEACH | 400 | 52 | 4 | HDPE | 7.5 | 8 | CIP | 6 | CIP | 10 | #5 F.M.,AV.C.& 23ST. | GV@ TERM.LOCATION | 230
2-D |  | 236 | N27.49220 W82.59962 | 9-28 | SW | 1-D | 3820 9AV.W. | BRADENTON | 500 | 45 | 6 | PVC | 8 | 10 | VCP | 8 | PVC | 1736 | M.H.,9AV.W. & 44TH.ST.W. |  | 230
2-M |  | 205 | N27.46962 W82.68699 | 21-3 | SW | 1-M | 4326 124ST.CT.W. | BRADENTON | 275 | 25 | 4 | HDPE | 6 | 8 | CIP | 6 | CIP | 75 | #5 F.M.,CORTEZ RD.& 124ST.W. |  | 230
301 PARK OF COMMERCE |  | 311 | N27.43939 W82.53493 | 19-18 | SE | 38-A | 2315 58TH AVE. E. | BRADENTON | 105 | 27.7 | 4 | HDPE | 8 | 8 | PVC | 4 | PVC |  | M.H. S.END 24th.ST.E., OFF SR70, E.SIDE NEAR 5700 24ST.E. | GV,@L.S. | 230
30-A |  | 125 | N27.45767 W82.59104 | 21-10 | SW | 27-A | 2921 47TH AVE. W. | BRADENTON | 392 | 23 | 4 | HDPE | 8 | 12 | CIP | 8 | CIP | 2375 | M.H.,5102 30ST.W., S.SIDE |  | 230
30-AA |  | 248 | N27.45853 W82.59573 | 20-9 | SW | SWWWTP | 4602 34ST.W. | BRADENTON | 1000 | 90 | 10 | HDPE | 10X12 | 18 | CIP | 12 | PVC |  | 27-A FM, 63AV. & 34ST.W. | GV,@L.S. & TERMINATION LOCATION | 480
30-EE |  | 333 | N27.46505 W82.55080 | 20-1 | SW | 13-A | 3831 11TH ST. E. | BRADENTON | 125 | 40 | 4 | HDPE | 8 | 8 | DIP | 4 | PVC | 1175 | M.H.,9th.ST.E.& 40th.AV.E. | GV,@L.S. | 230
31-A |  | 126 | N27.45711 W82.57981 | 20-10 | SW | 27-A | 1710 47TH AVE. DR. W. | BRADENTON | 1542 | 44 | 6 | S.S. | 12 | 24 | CIP | 14 | CIP | 2800 | 34-A F.M.,48AV.W.& 26ST.W.,S.E.CORNER | ARV,22ST.W.& 48AV.W. | 230
32-A |  | 303 | N27.47391 W82.57535 | 20-2 | SW | 36-A | 3011 14ST.W. | BRADENTON | 525 | 30.7 | 4 | HDPE | 10 | 12 | CIP | 10 | CIP | 1375 | M.H.,14ST.W.,132'S.OF C/L 35AV.,W.SIDE |  | 230
32-AA |  | 334 | N27.47556 W82.56723 | 20-2 | SW | 32-A | 509 28AV.W. | BRADENTON | 200 | 33 | 6 | HDPE | 8 | 12 | DIP | 6 | C900 | 2042 | 3006 9ST.W. | GV,@L.S. | 230
32-AC |  | 336 | N27.47240 W82.57112 | 20-2 | SW | 32-AA | 3155 9ST.W. | BRADENTON | 75 | 20 | 2 | PVC | 6 | 8 | PVC | 4 | PVC | 750 | M.H., 711 30AV.W., LOT #9, M & K TRAILER PK. |  | 230
33-A |  | 238 | N27.47172 W82.58762 | 20-3 | SW | 34-A | 3250 26TH ST. W. | BRADENTON | 400 | 33.9 | 4 | HDPE | 8 | 10 | CIP | 8 | CIP | 1450 | M.H.,3633 26ST.W. |  | 230
34-A |  | 239 | N27.46537 W82.58547 | 20-3 | SW | 27-A | 4006 24TH ST. W. | BRADENTON | 963 | 49 | 6 | S.S. | 10 | 16 | CIP | 16X18 | DIP | 7071 | M.H.,26ST.W.& 53AV.W. | ARV,26ST.W.,300'S.OF 44AV.& 525'S.OF 49AV.W. | 480
35-A |  | 210 | N27.46324 W82.59369 | 20-3 | SW | 34-A | 4307 32ND. ST. W. | BRADENTON | 175 | 25 | 4 | HDPE | 6 | 10 | CIP | 6 | CIP | 1850 | M.H.,2915 39AV.W. |  | 230
36-A |  | 241 | N27.46616 W82.57791 | 20-2 | SW | 27-A | 1602 38TH AVE. W | BRADENTON | 1719 | 60 | 6 | HDPE | 10 | 20 | CIP | 14 | CIP | 2790 | 34-A F.M.,24ST.W.,220'S.OF 34A L.S. | ARV,300'E.OF 24ST.W.(BEHIND KASH&KARRY) | 230
37-A |  | 302 | N27.46556 W82.57050 | 20-2 | SW | 36-A | 800 39AV.W. | BRADENTON | 480 | 25 | 4 | HDPE | 8 | 10 | CIP | 8 | CIP | 1805 | M.H.,14ST.W.& 38AV.W.,N.W.CORNER |  | 230
38-A |  | 427 | N27.44338 W82.53406 | 19-18 | SE | 39-A | 5519 24ST.E. | BRADENTON | 340 | 67 | 8 | HDPE | 8 | 16 | DIP | 12 | C 900 | 12750 | M.H., SE OF 39-A L.S. | SR70-100'E.OF 32 ST.E., 39ST.E., 100'S.SR70 | 230
39-A MASTER |  | 428 | N27.44246 W82.51277 | 19-16 | SE | SEWWTP | 5621 39TH ST. E | BRADENTON | 2300 | 237 | 12 | DIP | (2)17.5X 16.5 | 24 | DIP | 20 | DIP | 19550 | S.E.W.W.T.P. |  | 460
3-A |  | 487 | N27.40351 W82.52805 | 19-29 | SE | 40-A | 2850 TELLEVAST RD. | BRADENTON | 215 | 43 | 4 | HDPE | 8 | 10 |  | 6 | DIP | 4455 | M.H., 28ST.CT. & 71AV.E. | GV,@L.S. | 230
3-C |  | 58 | N27.48796 W82.70555 | 8-33 | SW | #5 | 2819 AV.C. | BRADENTON BEACH | 225 | 22 | 4 | HDPE | 7.5 | 8 | CIP | 6 | CIP | 1800 | M.H.,6AV.& GULF DR., N.W. CORNER | NONE | 230
3-D |  | 233 | N27.50323 W82.59985 | 9-28 | SW | 1-D | 3939 RIVERVIEW BLVD. | BRADENTON | 170 | 55.4 | 4 | HDPE | 8 | 12 | CIP | 6 | DIP | 4412 | M.H.,45ST.W.,150'S.OF MAN.AV. | ARV,307 45ST.W. | 230
3-M |  | 206 | N27.47176 W82.69056 | 21-3 | SW | 2-M | 4255 127TH. ST. W. | BRADENTON | 180 | 20 | 4 | HDPE | 6 | 8 | CIP | 6 | CIP | 920 | M.H.,127ST.W.,N.SIDE OF CORTEZ RD. | ARV,127ST.W.@ BRIDGE | 230
40-A |  | 429 | N27.42905 W82.51830 | 19-20 | SE | 39-A | 3550 63RD. AVE. E. | BRADENTON | 750 | 44 | 8 | HDPE | 8 | 24 | DIP | 8 | DIP | 1841 | 41-A FM, 63AV.& 39ST.E. | GV,@L.S. | 240
41-A |  | 454 | N27.41909 W82.49552 | 19-22 | SE | 39-A | 5195 WHITFIELD AVE. | BRADENTON | 2000 | 50 | 6 | HDPE | 10X12 | 24 | DIP | 16 | PVC | 10811 | MH, NW CORNER, 63AV.& 39ST.E. | GV,@L.S. | 460
428 BOOSTER STATION |  | 666 | N27.27799 W82.27799 |  | SE | SEWWTP | 7477 41ST AVE. E. | BRADENTON |  |  |  |  | NONE | [5 empty] | S.E.W.W.T.P. |  | 460
42-A |  | 431 | N27.43352 W82.54523 | 19-18 | SW | 20-A | 1560 60 AV.DR.E. | BRADENTON | 200 | 26 | 4 | HDPE | 6 | 10 | CIP | 6 | CIP | 756 | M.H., 6024 15ST.E., FRONT OF #6 | GV,@L.S. | 230
4-D |  | 231 | N27.50916 W82.61637 | 9-20 | SW | 7-D | 5600 RIVERVIEW BLVD. | BRADENTON | 120 | 20 | 4 | HDPE | 6 | 10 | CIP | 4 | DIP | 865 | WETWELL,7-D LIFT STATION | ARV,WARNERS BAYOU BRIDGE E. | 230
4-M |  | 249 | N27.47167 W82.67808 | 21-2 | SW | 1-M | 11750 40th.AV.W. | BRADENTON | 200 | 23 | 6 | HDPE | 8 | 12 | DIP | 6 | PVC |  | M.H., 115ST.W. & CORTEZ RD., N.W. CORNER | GV,@LIFT STATION | 230
58TH.AV.DR.W. | This station is being removed 03/17/15 | 131 | N27.43715 W82.57986 | 20-15 | SW | FLAMINGO BLVD. | 1800 58AV.DR.W. | BRADENTON | 137 | 6 | 3 | PVC | 4 | 6 | VCP | 4 | DIP | 238 | M.H., 5852 WELCOME RD., UNIT 2, BAYSHORE CONDOS | NONE | 230
5-A |  | 438 | N27.39892 W82.56325 | 20-36 | SW | 6-A | 420 SUWANEE AVE. | BRADENTON | 120 | 19 | 4 | HDPE | 6 | 8 | CIP | 4 | CIP | 375 | M.H.,W.OF US41 ON SUWANNEE AV. |  | 230
5-D |  | 235 | N27.50046 W82.61159 | 9-28 | SW | 1-D | 300 50ST.CT.N.W. | BRADENTON | 184 | 46 | 4 | HDPE | 6 | 10 | CIP | 6 | DIP | 2237 | M.H.,51ST.W.,100'S.OF MAN.AV. |  | 230
6-A |  | 136 | N27.40416 W82.57125 | 20-35 | SW | 1-A | 7678 WEST MORELAND DR. | BRADENTON | 453 | 33 | 4 | HDPE | 8 | 16 | CIP | 8 | CIP | 1850 | M.H.,BROUGHTON AV.,450'N.OF GREENWOOD AV. | NONE | 230
6-D |  | 232 | N27.50639 W82.61380 | 9-29 | SW | 9-D | 5116 HARBOR DR.,N.W. | BRADENTON | 128 | 69 | 4 | HDPE | 6 | 8 | CIP | 4 | DIP | 2250 | 7-D F.M.,59ST.N.W.& HARBOR RD. |  | 230
7-A |  | 137 | N27.38896 W82.56526 | 20-35 | SW | 6-A | 8448 UPLANDS BLVD. | BRADENTON | 280 | 31 | 4 | HDPE | 6 | 8 | CIP | 6 | CIP | 700 | M.H.,S.END OF LONGBAY BLVD., S. OF EAGLES NEST LN. | NONE | 230
7-D |  | 230 | N27.51058 W82.61881 | 9-20 | SW | 9-D | 5820 RIVERVIEW BLVD. | BRADENTON | 465 | 42 | 6 | HDPE | 8 | 15 | CIP | 8 | CIP | 3725 | M.H.,419 62ST.N.W.,(DEAD END) | GV,6AV.N.W.& 59ST.W. | 230
87TH.ST.CT.N.W. |  | 265 | N27.50531 W82.64909 | 8-24 | SW | 10-D | 608 87TH.ST.CT.N.W. | BRADENTON | 30 | 58 | 2 | PVC | 4 | 8 | PVC | 2 | HDPE | 770 | F.M. @ 9TH.AVE.N.W. & 87TH.ST.CT.N.W. | PV @ LS & 60' E. OF 87ST.CT.N.W. ON 9 AVE.N.W. | 230
8-D |  | 225 | N27.50736 W82.62851 | 9-19 | SW | 9-D | 6700 9AV.N.W. | BRADENTON | 750 | 60 | 6 | HDPE | 8 | 15 | CIP | 8 | DIP | 3600 | 12D F.M., 9AV.N.W. & 72 ST.N.W. | ARV,71ST.N.W.& 5AV.N.W. | 230
9-A |  | 436 | N27.40638 W82.54836 | 20-25 | SW | 14-A | 1160 ROME AV. | BRADENTON | 225 | 33 | 4 | HDPE | 6 | 12 | CIP | 6 | CIP | 3190 | M.H., 7230 15ST.E. | GV,@L.S. | 230
9-AA |  | 488 | N27.38896 W82.53664 | 19-31 | SW | 9-A | 1703 W. UNIVERSITY PKWY | BRADENTON | 260 | 40 | 8 | DIP | 8 | 10 | DIP | 8 | PVC | 8200 | M.H., TELLEVAST RD. & 15ST.E., SE CORNER | GV,@L.S. | 230
9-D |  | 226 | N27.50336 W82.62728 | 9-29 | SW | 1-D | 6504 5TH. AVE. N.W | BRADENTON | 1000 | 45 | 8 | C900 | 11.5 | 18 | CIP | 12 | C 900 | 1640 | 15-D F.M.,67ST.N.W.& 1AV.N.W. | GV,@TERMINATION LOCATION | 230
ABERDEEN |  | 804 | N27.54711 W82.45934 | 10-1 | NE | N1-C | 10213 37TH.COOURT E. | PARRISH | 190 | 66 | 4 | PVC | 6 | 8 | PVC | 4 | C-900 | 2100 | 16" FM @ US 301, E. OF 100TH. AVE.E. | GV,@L.S. & TERMINATION LOCATION | 230
ADD-A-ROOM |  | 307 | N27.44912 W82.51606 | 19-8 | SE | GARDEN LAKES | 5215 37th.ST.E. | BRADENTON | 35 | 15 | 2 | PVC | 4 | 6 | PVC | 4 | PVC | 50 | PERIDIA 1 F.M., WEST OF L.S. | GV,@L.S. & TERMINATION LOCATION | 230
AIRPORT COMMERCIAL PARK |  | 491 | N27.39375 W82.54500 | 19-31 | SW | 9-A | 8231 LINDBERG CT. | BRADENTON | 230 | 55 | 4 | PVC | 6 | 8 | PVC | 6 | C-900 | 825 | 9-AA FM @ 15ST.E. & LINDBERG CT. | GV,@L.S. | 230
AIRPORT INDUSTRIAL PARK |  | 469 | N27.40402 W82.55230 | 20-25 | SW | 9-A | 1165 TALLEVAST RD. | BRADENTON | 150 | 25 | 4 | DIP | 8 | 12 | PVC | 6 | PVC | 1900 | M.H. ACROSS FROM 7667 15ST.E. | GV,@L.S. | 230
ANCIENT OAKS |  | 588 | N27.56788 W82.47065 | 5-7 | NE | NEWWTP | 5345 90th.AV.CIR.E. | PALMETTO | 132 | 74 | 4 | C900 | 6 | 8 | PVC | 6 | C900 | 2876 | TV4 F.M., ERIE RD. & 59ST.E. | GV,@L.S. & TERMINATION LOCATION | 230
ANIMAL SERVICES |  | 845 | N27.53401 W82.56602 |  | NE | WEST MEMPHIS | 305 25TH. ST.W. | PALMETTO | 50 | 15 | 2 | PVC | 4 | 6 | PVC | 2 | PVC | 320 | WEST MEMPHIS L.S. WET WELL | NONE | 230
ANNA MARIA OYSTER BAR (ELLENTON) | SHONEY'S RESTAURANT | 558 | N27.52869 W82.51435 | 10-16 | NE | NEWWTP | 5087 17TH ST. E. | ELLENTON | 150 | 144 | 4 | PVC | 8 | 8 | DIP | 6 | DIP | 66 | TV #4 F.M., N. OF L.S. | GV,@LIFT STATION AND TERMINATION LOCATION | 480
ARBOR GRANDE |  | 285 | N27.28622 W82.24960 |  | SE | POPE ROAD MASTER | 2216 WHITE EAGLE BOULEVARD | BRADENTON | 233 | 88.5 | 4 | HDPE | 8 | 8 | PVC | 6 | PVC | 50 | AT WEST R/W LINE OF WHITE EAGLE BLVD IN FRONT OF L/S | GV,@LIFT STATION AND TERMINATION LOCATION | 230
ARBOR LAKES |  | 365 | N27.41237 W82.48128 | 19-27 | SE | MOTE RANCH 1 | 7217 SOUTHGATE CT. | BRADENTON | 90 | 35 | 4 | C900 | 6 | 8 | PVC | 4 | PVC | 2830 | M.H. 7018 COACHLIGHT ST. | GV,@L.S. | 230
ARBOR RESERVE |  | 610 | N27.43923 W82.50476 | 19-16 | SE | SEWWTP | 5710 WESTHAVEN CT. | BRADENTON | 110 | 146 | 4 | HDPE | 6 | 8 | PVC | 4X6 | C900/HDPE | 160 | 39-A FM @ 57AVE.E. | GV @ LS & TERMINATION | 460
ARNOLD PALMER GREEN 1 |  | 689 | N27.40197 W82.40541 | 18-28 | SE | LEGACY 10 | 7699 ARNOLD PALMER GREEN | BRADENTON | 477 | 124 | 4 | C900 | 8 | 10 | PVC | 6 | C900 | 6049 | M.H.@ LEGACY BLVD. & MASTERS AVE. |  | 460
ARNOLD PALMER GREEN 2 |  | 626 | N27.40688 W82.41204 | 18-28 | SE | ARNOLD PALMER 1 | 7533 ARNOLD PALMER GREEN | BRADENTON | 390 | 50.3 | 4 | C900 | 8 | 8 | PVC | 6 | C900 | 1590 | M.H. @ ARNOLD PALMER GREEN & VILAMOURE PLACE | GV,@LIFT STATION & TERMINATION LOCATION | 230
ARNOLD PALMER GREEN 3 |  | 690 | N27.41463 W82.40858 | 18-28 | SE | ARNOLD PALMER 2 | 7390 ARNOLD PALMER GREEN | BRADENTON | 180 | 40 | 4 | C900 | 6 | 8 | PVC | 6 | C900 | 2950 | M.H. @ 13615 BLYTHFIELD TERRACE |  | 230
ARNOLD PALMER GREEN 4 |  | 644 | N27.41417 W82.41087 | 18-28 | SE | DOMINION | 7389 ARNOLD PALMER GREEN | BRADENTON | 125 | 92 | 4 | C900 | 6 | 8 | PVC | 4 | C900 | 5050 | FM FROM STATION #405 | GV,@L.S. & TERMINATION LOCATION | 230
ARTISAN LAKES 2 |  | 851 | N27.36252 W82.30957 |  | NE | ARTISAN LAKES MASTER | 9907 ARTISAN LAKES PKWY | PALMETTO | 331 | 53 | 6 | HDPE | 6 | 8 |  | 6 | C900 | 2444 | COBBLE PARK PLACE AND ARTISAN LAKES PKWY | GV @L.S. & TERMINATION LOCATION | 230
ARTISAN LAKES 3 |  | 852 | N27.36547 W82.30906 |  | NE | ARTISAN LAKES MASTER | 10520 COBBLE PARK PLACE | PALMETTO | 257 | 42 | 6 | HDPE | 6 | 8 |  | 6 | C900 | 1535 | COBBLE PARK PLACE AND ARTISAN LAKES PKWY | GV @L.S. & TERMINATION LOCATION | 230
ARTISAN LAKES MASTER |  | 838 | N27.60253 W82.50594 | 5-5 | NE | NEWWTP | 9760 GILLETTE ROAD | PALMETTO | 2042 | 100 | 12 | S.S. |  |  |  | 20X30 | C900 |  | NEWWTP | PV @ L.S. & TERMINATION | 480
AZALEA PARK |  | 246 | N27.50764 W82.64884 | 8-24 | SW | 10-D | 903 87TH.ST.N.W. | BRADENTON | 124 | 50.8 | 4 | PVC | 6 | 8 | PVC | 4 | PVC | 1550 | M.H., 9TH.AV.N.W. & 83 ST.N.W. | GV,@L.S. | 230
BARRINGTON RIDGE |  | 465 | N27.43466 W82.50912 | 19-16 | SE | SEWWTP | 6171 42ST.CIR.E. | BRADENTON | 250 | 135 | 4 | HDPE | 6 | 8 | PVC | 6 X 8 | C900 | 2374 | 39-A FM., N. SIDE OF BARRINGTON RIDGE IN FPL R/W | GV,@L.S. & TERMINATION LOCATION | 460
BASHAW ELEMENTARY SCHOOL |  | 472 | N27.46719 W82.48935 | 19-3 | SE | SEWWTP | 3603 57TH ST. E | BRADENTON | 520 | 86.2 | 6 | DIP | 8 | 10 | DIP | 8 | PVC | 3300 | 39A FM, CARUSO RD. & 44AV.E. | GV@LS & 100'W.OF CARUSO, S.SIDE 44AV.E. | 230
BAY DRIVE |  | 102 | N27.42033 W82.59114 | 20-22 | SW | BAYSHORE Y.B. | 2906 BAY DRIVE | BRADENTON | 100 | 15 | 3 | PVC | 4 | 6 | VCP | 3 | PVC | 40 | M.H., 43 FT. N.OF LIFT STATION | NONE | 230
BAYOU CONDOMINIUMS |  | 69 | N27.53248 W82.73244 | 8-18 | SW | #12 | 522 PINE AV. | ANNA MARIA | 80 | 15 | 4 | HDPE | 4 | 6 | VCP | 4 | PVC |  | SERVICE 254' FROM DOWN N.H., ACROSS FROM ROSER CHURCH ON PINE ST. | NONE | 230
BAYSHORE ON THE LAKE |  | 240 | N27.46599 W82.58307 | 20-3 | SW | 27-A | 3910 LAKE BAYSHORE DR. | BRADENTON | 250 | 64 | 4 | HDPE | 6 | 8 | PVC | 6 | PVC | 55 | 36-A FM, LAKE BAYSHORE DR., S. OF L.S. | GV,@L.S. & TERMINATION LOCATION | 230
BAYSHORE YACHT BASIN |  | 101 | N27.42140 W82.58618 | 20-22 | SW | SWWWTP | 2301 S. RADCLIFFE PL. | BRADENTON | 950 | 71 | 8 | HDPE | 12 | 24 | DIP | 10 | PVC | 500 | 12-A F.M., FLORIDA BLVD. & 26ST.W., N.E. CORNER | GV,@L.S. & TERMINATION LOCATION | 480
BELAIRE BAYOU |  | 227 | N27.50378 W82.62522 | 9-29 | SW | 9-D | 6324 5th.AV.N.W. | BRADENTON | 105 | 22 | 4 | PVC | 5 X 10 | 8 | VCP | 4 | PVC | 970 | M.H., 6AV.N.W. & 62 ST.N.W. |  | 230
BENNETT PARK |  | 699 | N27.50074 W82.48438 | 10-27 | SE | MANATEE PALMS 1 | 400 CYPRESS CREEK BLVD. | BRADENTON | 22.3 | 52.3 | 2 | HDPE | 4 | 8 | PVC | 2 | PVC | 1240 | KAY ROAD F.M. | PV,@L.S. & TERMINATION LOCATION | 230
BLACKSTONE PARK |  | 855 | N27.31988 W82.34650 |  | NE | N/A | 2112 14TH AVE. W. | PALMETTO | 38 | 60 | 2 | PVC | 4 | 5 | PVC | 2 | PVC | 1200 | CITY OF PAL. FM IN 14TH AVE ROW @ W PROP LINE | GV@L.S, 14TH AVE ROW@W PROP LINE 285' N OF PARK ENTRANCE | 230
BOLLETTIERI PARK |  | 260 | N27.44077 W82.60791 | 20-16 | SW | SWWWTP | 5691 47th.ST.W. | BRADENTON | 705 | 76.7 | 8 | PVC | 10 | 12 | PVC | 12 | PVC | 2600 | 12-A FM, @ 53rd.AV. & 47th.ST.W. | GV,@L.S. & TERMINATION LOCATION | 230
BOLLETTIERI VILLAGE |  | 150 | N27.44598 W82.59573 | 20-16 | SW | SWWWTP | 5420 34TH ST. W. | BRADENTON | 330 | 70 | 4 | C900 | 8 | 8 | PVC | 6 | C900 | 120 | 12-A FM, E. OF LS ON 34ST.W. | GV,@L.S. & TERMINATION LOCATION | 230
BOOKS-A-MILLION | HANDY CITY | 301 | N27.46282 W82.57459 | 20-2 | SW | 36-A | 4101 14TH ST. W. | BRADENTON | 250 | 16 | 3 | PVC | 5 | 8 | VCP | 6 | PVC |  | M.H., S.W. CORNER 1207 40 AV.W. | NONE | 208
BRADEN LAKES |  | 143 | N27.45338 W82.59165 | 20-10 | SW | 27-A | 5001 30th.ST.W. | BRADENTON | 180 | 18 | 4 | PVC | 6 | 8 | PVC | 4 | PVC | 60 | M.H.,30ST.W. IN FRONT OF LS. | GV,@ LIFT STATION | 230
BRADEN RIVER (#17) |  | 324 | N27.43083 W82.47140 | 19-23 | SE | TARA 20 | 6290 LINGER LODGE ROAD | BRADENTON | 600 | 56 | 10 | HDPE | 10X12 | 10 | DIP | 10 | PVC | 1200 | ARVIDA 18" F.M.,FP&L R/W N.OF TAILFEATHER WAY | GV,@L.S. & TERMINATION LOCATION | 460
BRADEN RIVER HIGH SCHOOL |  | 649 | N27.44941 W82.48454 | 19-10 | SE | SEWWTP | 5265 60th.ST.E. | BRADENTON | 420 | 166.2 | 4 | PVC/HDPE | 10 | 10 | PVC | 6 | C900 | 120 | 39A FM W. OF L.S. | PV,@L.S. & TERMINATION LOCATION | 460
BRADEN WOODS (#18) |  | 326 | N27.42154 W82.44329 | 18-19 | SE | SEWWTP | 6555 99TH ST. E. | BRADENTON | 750 | 100 | 8 | HDPE | 8 | 10 | DIP | 10 | PVC | 9750 | TARA 20 F.M., SR 70 & LENA RD., N.W. CORNER | GV,@L.S. & TERMINATION LOCATION | 460
BRADENTON TRANSITIONAL CENTER | STATE CORRECTIONAL INST. | 345 | N27.41818 W82.53834 | 19-19 | SE | 40-A | 2102 63AV.E. | BRADENTON | 104 | 14 | 4 | DIP | 6 | 6 | PVC | 8 | C900 |  | MH, NE CORNER OF 2920 63AV.E. | GV,@LIFT STATION | 230
BRADENTON/SARASOTA AIRPORT |  | 480 | N27.38621 W82.55528 | 20-36 | SW | 7-A | GEN.SPATZ & GEN.KENNY AV. | BRADENTON | 130 | 28.2 | 4 | HDPE | 6 | 8 | DIP | 4 | DIP |  | M.H. IN GRASS, S.END ROW A-9, PARKING AREA | GV,@L.S. | 230
BRIDGEWATER |  | 623 | N27.44042 W82.40726 | 18-17 | SE | POPE ROAD MASTER | 13408 BRIDGEPORT CROSSING | BRADENTON | 225 | 109 | 4 | HDPE | 6 | 8 |  | 4 | PVC & HDPE | 1885 | TIES INTO EXISTING FM STUB OUT AT POPE RD & BRIDGEPORT CROSSING | GV @ LS. & ACROSS FROM 13112 BRIDGEPORT CROSSING | 460
BROADMOAR PINES |  | 452 | N27.40072 W82.48525 | 19-34 | SE | PALM AIRE 3 | 7832 BROADMOOR PINES BLVD. | BRADENTON | 195 | 19.9 | 4 | PVC | 6 | 8 | PVC | 4 | PVC | 550 | M.H.,WHITFIELD AV.EXT. & PALM AIRE DR., E.SIDE | NONE | 230
BROOKSIDE ESTATES |  | 867 | N27.30641 W82.24743 |  | SE | GREYHAWK #3 | 807 129TH STREET NE | BRADENTON | 57 | 69 | 2 | PVC | 6 | 8 | PVC | 3 | SDR 21 | 850 | RAVEN CREST FM @ UMRR / GREYHAWK BLVD | GV,@LIFT STATION, @ FM TIE-IN LOCATION | 230
BROOME PARK |  | 245 | N27.47040 W82.63820 | 20-6 | SW | 19-D | 7507 34AV.W. | BRADENTON | 80 | 23.5 | 4 | PVC | 6 | 10 | PVC | 4X6 | PVC |  | M.H. 4216 75th.ST.W. |  | 230
BRYN MAWR |  | 161 | N27.42106 W82.58888 | 20-22 | SW | BAYSHORE Y.B. | 315A BRYN MAWR IS. | BRADENTON | 31 | 29 | 2 | PVC | 4 | 8 | PVC | 4 | C900 | 680 | M.H., BRYNMAWR & FLORIDA BLVD. |  | 230
BUCKEYE INDUSTRIAL PARK |  | 839 | N27.62049 W82.53281 | 5-3 | NE | N1H | 11813 31ST. TERRACE E. | PALMETTO | 371 | 39.5 | 4 | C900 | 8 | 8 | PVC | 4X6 | C900 | 3300 | JAIL FORCE MAIN AT US41 & BUCKEYE RD. | GV,@LIFT STATION & TERMINATION LOCATION | 230
BUFFALO CREEK |  | 559 | N27.57708 W82.48256 | 5-8 | NE | NEWWTP | 6803 BUFFALO ROAD | PALMETTO | 120 | 55 | 4 | HDPE | 6 | 8 | PVC | 4 | PVC | 1550 | N1-B F.M., ERIE ROAD @ ENTRANCE TO PARK | GV,@LIFT STATION & TERMINATION LOCATION | 230
BUFFALO CREEK FIELD OFFICE |  | 843 | N27.55808 W82.54220 | 5-8 | NE | NEWWTP | 8100 69 ST.E. | PALMETTO | 25 | 82 | 2 | HDPE | 4 | 4 | PVC | 2 | PVC |  | BUFFALO CREEK FM | PV,@L.S. & TERMINATION LOCATION | 230
CADENCE |  | 281 | N27.29285 W82.25629 |  | NE | MISSIONARY VILLAGE | 11541 11TH AVE. E | BRADENTON | 95 | 45.5 | 4 | HDPE | 6 | 8 | PVC | 4 | PVC | 665 | FM IN ROW OF 117TH STREET EAST | GV @ LS & 117TH ST E AND 11TH AVE E | 230
CANDLEWOOD |  | 481 | N27.45307 W82.52586 | 19-8 | SE | PET MILK | 4900 30th.ST.E. | ONECO | 140 | 20 | 4 | DIP | 6 | 10 | DIP | 4 | PVC | 525 | M.H., 30.ST.CT..E.& 49th.AV.E. | GV,@ LIFT STATION | 230
CASA LOMA |  | 415 | N27.45123 W82.56035 | 20-12 | SW | 13-A | 400 51AV.E. | BRADENTON | 150 | 29 | 3 | PVC | 6 | 6 | VCP | 4 | PVC |  | FIRST M.H. EAST OF 4ST.& 53AV.E. | GV,@ LIFT STATION | 230
CASCADES |  | 645 | N27.42361 W82.51070 | 19-21 | SE | 39-A | 4085 65TH.PLACE E. | BRADENTON | 445 | 53 | 6 | PVC | 8 | 8 | PVC | 8 | C900 | 2200 | 41A FM, LOCKWOOD RIDGE RD. & ROYAL CASCADES WAY | GV,@LIFT STATION & TERMINATION LOCATION | 230
CENTRAL PARK |  | 695 | N27.45444 W82.42368 |  | SE | POPE ROAD MASTER |  |  | 474 | 59 | [5 empty] | 6 | C900 | 1323 | M.H., BALBOA PARK ROAD |  | 240
CENTRE LAKE |  | 477 | N27.42214 W82.51762 | 19-20 | SE | 40-A | 6600 PROSPECT RD. | BRADENTON | 150 | 24 | 4 | HDPE | 6 | 8 | PVC | 4 | PVC | 1995 | M.H. AT PROSPECT AND 63RD. AVE. | GV,@ LIFT STATION | 230
CENTRE PARK INDUSTRIAL CEN. |  | 298 | N27.41126 W82.53738 | 19-30 | SW | 14-A | 7240 22 ST.E. | BRADENTON | 205 | 63.3 | 4 | PVC | 6 | 8 | PVC | 4 | C900 | 1995 | M.H., 21ST.E. & LIMBUS AVE. | GV,@ LIFT STATION, 21ST.E. & 72AV.E. | 230
CHATEAU VILLAGE |  | 412 | N27.44457 W82.56806 | 20-14 | SW | 23-A | 601-A CRETE CT. | BRADENTON | 105 | 30.2 | 3 | PVC | 4 | 12 | VCP | 4 | PVC |  | MH. 7ST.& 53AV.W. | GV,@ LIFT STATION | 230
CHELSEA OAKS |  | 598 | N27.53901 W82.41821 | 11-3 | NE | N1-C | 12495 30ST.E. | PARRISH | 315 | 143.5 | 4 | C900 | 6 | 8 | PVC | 6 X 8 | C900 | 9423 | TWIN RIVER FM @ FT.HAMER RD. & COLF COURSE RD. | GV,@L.S. & TERMINATION LOCATION | 460
CHIN ROAD SHOPPING CENTER |  | 826 | N27.55667 W82.44611 | 11-3 | NE | N1-C | 11265 U.S.301 N. | PARRISH | 115 | 72 | 4 | PVC | 6 | 8 | PVC | 4 | C900 | 734 | 6" FM S.W. CORNER CHIN RD | PV,@ LIFT STATION | 208
CIVIC CENTER |  | 846 | N27.51555 W82.56175 |  | PAL | CITY OF PALMETTO | 1 HABEN BLVD. | PALMETTO | 180 | 56 | 4 | HDPE | 5 X 6 | 8 | DIP | 6 | PVC |  | MH, PALM BAY MHP @ PALM 1 ST. & PALM 3 RD. | GV,@ LIFT STATION | 460
COLLEGE PLAZA |  | 113 | N27.46033 W82.59573 | 20-9 | SW | 30-AA | 4480 34TH ST. W. | BRADENTON | 100 | 15 | 4 | CIP | 6 | 8 | VCP | 4 | PVC | 292 | WILDWOOD SPGS.1 F.M., 34ST.W., EAST OF L.S. | GV,@L.S. & TERMINATION LOCATION | 230
COLONIAL WOODS |  | 262 | N27.51453 W82.64988 | 8-24 | SW | 12-D | 8807 17th.AV.E.N.W. | BRADENTON | 20 | 91.5 | 2 | PVC | 5 | 8 | PVC | 2 | C900 | 70 | THE LOOP F.M., N. OF L.S. | GV,@LIFT STATION & TERMINATION LOCATION | 230
COLONY COVE 1 |  | 517 | N27.53360 W82.49040 | 10-10 | NE | COLONY COVE 6 | 228 AMELO ST. | ELLENTON | 230 | 26.2 | 4 | HDPE | 6 | 6 | CIP | 6 | PVC | 1500 | RIDGEWOOD 8" F.M. TO C.C.#6 @ US301 |  | 230
COLONY COVE 10 |  | 526 | N27.54839 W82.48235 | 10-3 | NE | COLONY COVE 6 | 8001 DESOTO DR. | ELLENTON | 190 | 28 | 4 | HDPE | 5 | 10 | VCP | 4 | PVC |  | COLONY COVE 6 L.S. |  | 230
COLONY COVE 2 |  | 518 | N27.53235 W82.48637 | 10-10 | NE | COLONY COVE 1 | 525 EDGEWATER DR. | ELLENTON | 215 | 20.5 | 3 | PVC | 4 | 6 | VCP | 3 | PVC | 700 | M.H., CARPORT, DEN HELDEN AV.& HAGUE DR., LOT 338 |  | 230
COLONY COVE 3 |  | 519 | N27.52945 W82.48546 | 10-10 | NE | COLONY COVE 6 | 564 BAYSHORE DR. | ELLENTON | 160 | 28 | 4 | PVC | 6 | 10 | PVC | 4 X 6 | PVC | 3000 | RIDGEWOOD 8" F.M. TO C.C.#6 @ US301 | GV,@ LIFT STATION | 230
COLONY COVE 4 |  | 520 | N27.53537 W82.48539 | 10-10 | NE | COLONY COVE 3 | 480 COLONY DR. S. | ELLENTON | 85 | 14 | 3 | PVC | 6 | 8 | VCP | 4 | PVC | 100 | M.H. @ 506 OUTER DR. |  | 230
COLONY COVE 5 |  | 521 | N27.53599 W82.48598 | 10-10 | NE | COLONY COVE 4 | 438 COQUINA DR. | ELLENTON | 100 | 13.4 | 3 | PVC | 6 | 8 | VCP | 4 | PVC | 225 | M.H. CORNER COQUINA DR. & BROOKWOOD DR. |  | 230
COLONY COVE 6 |  | 522 | N27.53853 W82.48759 | 10-10 | NE | NEWWTP | 162 COLONY DR. N. | ELLENTON | 1100 | 85 | 8 | HDPE | 12 | 24 | PVC | 12 | PVC | 900 | TV#4 F.M., US 301, 400'E.OF C.C.ENTRANCE |  | 480
COLONY COVE 7 |  | 523 | N27.54444 W82.48809 | 10-3 | NE | COLONY COVE 6 | 481 SUNSET CIR.S. | ELLENTON | 204 | 27.8 | BPIU.14 | HDPE | 6 | 8 | PVC | 4 | PVC |  | MH, 362 TAHITIAN |  | 230
COLONY COVE 8 |  | 524 | N27.54685 W82.49090 | 10-3 | NE | COLONY COVE 6 | 7100 LAKESHORE DR. | ELLENTON | 250 | 22 | 4 | C900 | 6 | 12 | PVC | 6X10 | PVC | 1450 | COLONY COVE 6 L.S. |  | 230
COLONY COVE 9 |  | 525 | N27.55302 W82.48636 | 10-3 | NE | COLONY COVE 6 | 7639 KINGS DR. | ELLENTON | 265 | 18.6 | 4 | HDPE | 5 | 10 | VCP | 4 | PVC | 300 | C.C.#8 M.H., 7620 QUEENS WAY |  | 230
CONSERVATORY PARK |  | 850 | N27.39691 W82.49184 | 19-34 | SE | PALM AIRE 2 | 8027 CONSERVATORY DRIVE | SARASOTA | 53 | 49 | 2 | PVC | 4 | 6 | PVC | 2 | PVC | 913 | 8023 CONSERVATORY DRIVE | GV, @ LIFT STATION | 230
COOPER CREEK (#15) |  | 482 | N27.39188 W82.45489 | 19-36 | SE | TARA 20 | 8300 COOPER CREEK BLVD. | BRADENTON | 400 | 35 | 10 | HDPE | 10X12 | 16 | DIP | 10 | PVC | 6100 | ARVIDA FORCEMAIN, FP&L EASEMENT |  | 480
COPPERFIELD |  | 498 | N27.39993 W82.51447 | 19-32 | SE | 40-A | 7839 38ST.CT.E. | BRADENTON | 80 | 80 | 4 | DIP | 6 | 8 | PVC | 4 | PVC |  | UNIVERSITY WALK F.M. & TUTTLE | GV,@LIFT STATION & TERMINATION LOCATION | 230
COPPERSTONE 1 |  | 824 | N27.58471 W82.44688 | 4-4 | NE | NEWWTP | 11306 78TH.ST.E. | PARRISH | 652 | 92 | 8 | PVC | 10 | 8 | PVC | 8 | C900 | 838 | 16" F.M. ON ERIE ROAD AT ENTRANCE TO COPPERSTONE | PV @ LS, 16" F.M. VALVES ON EACH SIDE OF DITCH | 460
COPPERSTONE 2 |  | 825 | N27.58471 W82.44011 | 4-4 | NE | COPPERSTONE 1 | 11551 84TH.ST.CIR.E. | PARRISH | 122 | 42 | 4 | PVC | 6 | 8 | PVC | 4 | C900 | 2215 | MH., #1-73, 77 ST. E. & 112 AVE.E. | PV @ L.S. | 230
COPPERSTONE 3 |  | 847 | N27.58479 W82.45254 | 5-7 | NE | COPPERSTONE 1 | 10940 79TH.ST.E. | PARRISH | 194 | 34 | 4 | HDPE | 6 | 8 | PVC | 6 | C900 | 1805 | COPPERSTONE 2 F.M. | GV,@LIFT STATION & TERMINATION LOCATION | 230
COQUINA BEACH 1 |  | 51 | N27.45564 W82.69478 | 21-10 | SW | #1 | N.RESTROOMS | BRADENTON BEACH | 27 | 65 | 2 | PVC | 4 | 4 | PVC | 2 | PVC | 60 | COQ.#3 F.M.,60'W.OF L.S. | GV,@ LIFT STATION,W.SIDE | 230
COQUINA BEACH 2 |  | 52 | N27.45084 W82.69277 | 21-10 | SW | #1 | C.RESTROOMS | BRADENTON BEACH | 25 | 46 | 2 | PVC | 4 | 4 | PVC | 2 | PVC | 60 | COQ.#3 F.M.,60'E.OF L.S. | GV,@ LIFT STATION,E.SIDE | 230
COQUINA BEACH 3 |  | 53 | N27.44776 W82.69116 | 21-10 | SW | #1 | 2650 GULF DR. | BRADENTON BEACH | 37 | 20 | 1.5 | PVC | 4 | 4 | PVC | 2 | PVC | 4100 | M.H.,13ST.S.,180'E.OF GULF DR. | GV,@ LIFT STATION,E.SIDE,GV.@ 400' ON F.M. | 230
COQUINA BEACH 4 |  | 72 | N27.44740 W82.68881 | 21-15 | SW | #1 | BAYSIDE BOAT RAMP | BRADENTON BEACH | 18 | 6 | 1.5 | PVC | 4 | 4 | PVC | 2 | PVC |  | COQ.#3 F.M., APROX. 70' E. OF C.B.#3 L.S. | GV,@LIFT STATION & TERMINATION LOCATION | 230
CORAL SHORES EAST 3 |  | 121 | N27.45804 W82.65314 | 21-12 | SW | CORAL SHORES WEST | 4706 MANGROVE PR.RD. | BRADENTON | 100 | 20 | 4 | CIP | 6 | 6 | VCP | 4 | PVC |  | MH. 4616 MANGROVE PT.RD. |  | 230
CORAL SHORES EAST 4 |  | 122 | N27.45729 W82.65186 | 21-12 | SW | 1-M | 4706 CORAL LAKE DR. | BRADENTON | 100 | 35 | 4 | PVC | 6 | 10 | VCP | 4 | PVC | 1750 | M.H.,CORTEZ RD. @ 1-M L.S. |  | 230
CORAL SHORES WEST |  | 120 | N27.45759 W82.65457 | 21-12 | SW | 1-M | 4808 CORAL BLVD. | BRADENTON | 300 | 30 | 4 | CIP | 6 | 12 | PVC | 6 | ACP | 1800 | M.H.,CORTEZ RD.,N.OF CORAL SHORES ENTR. (IN DITCH) |  | 230
CORTEZ COMMERCIAL CENTER |  | 142 | N27.46325 W82.60024 | 20-4 | SW | 30-AA | 4010 43rd.AV.DR.W. | BRADENTON | 150 | 25 | 4 | PVC | 6 | 8 | VCP | 4 | PVC | 313 | W.W.SPGS #1 F.M.,44AV. & 39ST.W., SW CORNER | GV,@TERMINATION LOCATION | 230
CORTEZ PLAZA 1 |  | 419 | N27.46020 W82.57320 | 20-11 | SW | CORTEZ PLAZA 2 | 4497 14th.ST.W. | BRADENTON | 170 | 15 | 4 | PVC | 6 | 10 | VCP | 4 | CIP | 30 | CORTEZ PLAZA M.H. 30' N. OF LS |  | 230
CORTEZ PLAZA 2 |  | 420 | N27.46095 W82.57273 | 20-11 | SW | 26-A | 1201 CORTEZ RD.W. | BRADENTON | 220 | 23 | 3 | PVC | 6 | 8 | VCP | 4 | PVC |  | MH, 4502 GROVELAND ST. |  | 480
CORTEZ PLAZA 2A |  | 460 | N27.46154 W82.57250 | 20-11 | SW | CORTEZ PLAZA 2 | 1131 CORTEZ RD.W. | BRADENTON | 75 | 16 | 4 | HDPE | 5 | 8 | DIP | 4 | PVC | 900 | M.H.@ CORTEZ PLAZA #2 L.S. | GV,@ L.S. | 208
CORTEZ PLAZA 3 |  | 421 | N27.46058 W82.57186 | 20-11 | SW | 26-A | 4500 9th.ST.W. | BRADENTON | 200 | 11 | 4 | PVC | 4 | 8 | PVC | 4 | PVC |  | MH, 4502 GROVELAND ST. | GV,@ L.S. | 230
CORTEZ PLAZA 4 |  | 422 | N27.46017 W82.56956 | 20-11 | SW | 26-A | 813 CORTEZ RD.W. | BRADENTON | 100 | 27 | 3 | PVC | 4 | 8 | VCP | 6 | PVC | 1086 | MH 4504 5ST.W. |  | 230
CORTEZ PLAZA 5 |  | 423 | N27.46090 W82.56776 | 20-11 | SW | 26-A | 697 CORTEZ RD.W. | BRADENTON | 150 | 17 | 3 | PVC | 4 | 8 | VCP | 3 | PVC | 217 | MH 16876 BEHIND 701 CORTEZ PLAZA |  | 230
COTTESBROOK ESTATES |  | 831 | N27.52523 W82.52969 | 10-17 | NE | TIDE VUE 4 | 3313 13TH.St.E. | ELLENTON | 80 | 30 | 4 | PVC | 6 | 8 | PVC | 4 | C900 |  | M.H., S.E. CORNER ELLENTON GILLETTE RD. & MEMPHIS RD. | PV @ L.S., W.R/W OF ELLEN.GILL.RD.BTWM 13ST.E. & 14TH.ST.E. | 230
COUNTRY CLUB EAST 1 |  | 686 | N27.41025 W82.39817 | 18-27 | SE | COUNTRY CLUB EAST 2 | 14295 PLAYERS DRIVE | LAKEWOOD RCH | 170 | 85 | 4 | PVC | 6 | 8 | PVC | 4 | C900 | 3124 | M.H. @ PLAYERS DR. & CAMARGO PL. | PV @ LS | 230
COUNTRY CLUB EAST 2 |  | 693 | N27.40457 W82.38947 | 18-27 | SE | SOUTHEAST MASTER | 15010 PLAYERS DRIVE | LAKEWOOD RCH | 375 | 63 | 4 | PVC | 8 | 8 | PVC | 6 | C900 | 2904 | MH ON VALDERAMA WAY JUST E. OF RAVELSTON | PV @ LS | 230
COUNTRY CLUB EAST 3 |  | 858 | N27.24288 W82.22363 |  | SE | SOUTHEAST MASTER | 7550 BELLEFIELD WAY | LAKEWOOD RCH | 375 | 28.7 | 4 | HDPE | 8 | 8 | PVC | 6 | PVC DR-18 | 1380 | TIES INTO EXISTING 10" FROM CONCESSIONS SOUTH SIDE MASTERS AVE. | GV @ LS, GV @ BELLEFIELD WAY, GV @ PLAYERS DR (SE SIDE ROUNDABOUT) | 230
COUNTRY CLUB EAST 4 |  | 870 | N27.24607 W82.22920 |  | SE | SOUTHEAST MASTER | 15801 CASTLE PARK TERRACE | LAKEWOOD RCH | 171 | 85 | 4 | HDPE | 6 | 8 | PVC | 4 | PVC | 2680 | 25' W OF HANDI-CAP RAMP WEST OF BELLEFIELD WAY ON CASTLE PARK TERR | GV @ LS, GV 1050' EAST OF LS ON CASTLE PARK TER | 230
COUNTRY CLUB EAST 5 |  | 873 | N27.24891 W82.22630 |  | SE | SOUTHEAST MASTER | 16208 KENDLESHIRE TERRACE | LAKEWOOD RCH | 227 | 72.83 | 4 | HDPE | 6 | 8 | PVC | 6 | PVC | 1410 | 25' N OF ROUND ABOUT ON CASTLE PARK TERRACE | GV,@LIFT STATION & TERMINATION LOCATION | 230
COUNTRY CLUB VILLAGE 6 |  | 670 |  |  | SE |  | 6657 OAKLAND HILLS DRIVE | BRADENTON | 125 | 33.63 | 4 | C900 | 6 | 8 | PVC | 4 | C900 | 1050 | MH C-16 AT STATION 34+50 ON MASTERS AVE. | GV,@ L.S. | 230
COUNTRY CLUB VILLAGE 7 |  | 671 |  |  | SE |  | 6749 MASTERS AVE. | BRADENTON | 263 | 29.73 | 4 | C900 | 6 | 8 | PVC | 6 | C900 | 450 | MH 450' EAST OF L.S. ON MASTERS AVE. | GV,@ L.S. | 230
COUNTRY CREEK 1 |  | 369 | N27.49657 W82.39673 | 11-8 | SE | MILL CREEK 1 | 320 147TH ST. E. | BRADENTON | 220 | 59 | 4 | C900 | 6 | 8 | PVC | 4 | C900 | 150 | FM, MILL CREEK #2 | GV,@LIFT STATION & TERMINATION LOCATION | 230
COUNTRY MEADOWS |  | 657 | N27.50369 W82.39685 | 11-5 | SE | MISSIONARY VILLAGE | 318 COUNTRY MEADOWS WAY | BRADENTON | 294 | 107 | 6 | PVC | 6 | 10 | PVC | 6 | C900 | 6000 | FM, RYE RD.SCHOOL, 147TH.& RYE RD. | GV,@LIFT STATION & TERMINATION LOCATION | 460
COUNTRY OAKS |  | 462 | N27.39369 W82.50002 | 19-33 | SE | 41-A | 3397 COUNTRY OAKS DR. | BRADENTON | 309 | 90 | 6 | HDPE | 8 | 10 | PVC | 10 | C900 | 2146 | M.H., 41-A L.S. | GV.,@ TERMINATION LOCATION | 230
COUNTRY PALMS |  | 337 | N27.40346 W82.51753 | 19-32 | SE | 40-A | 3608 TELLEVAST RD. | BRADENTON | 140 | 87 | 4 | C900 | 6 | 8 | PVC | 4X8 | C900 |  | M.H., WHITFIELD AVE & 33ST.E. | GV.,@ LS & TERMINATION LOCATION | 230
COVERED BRIDGE 1 |  | 580 | N27.55271 W82.50518 | 10-4 | NE | NEWWTP | 4156 LITTLE GAP LOOP | ELLENTON | 320 | 124 | 4 | HDPE | 8 | 10 | PVC | 6X8 | C900 | 11100 | TV4 FM @ US301 & VICTORY RD., SE CORNER | GV.,@ LS & TERMINATION LOCATION | 230
COVERED BRIDGE 2 |  | 591 | N27.55419 W82.50644 | 10-4 | NE | COVERED BRIDGE 1 | 5721 NEW PARIS WAY | ELLENTON | 172 | 46 | 4 | C900 | 8 | 10 | PVC | 4 | C900 | 1350 | MH.W. OF LITTLE GAP LOOP ON BROAD RIVER RUN | GV,@ LIFT STATION | 230
COVERED BRIDGE 3 |  | 594 | N27.54893 W82.49867 | 10-3 | NE | NEWWTP | 3929 KING BRIDGE PLACE | ELLENTON | 327.5 | 140 | 4 | C900 | 8 | 8 | PVC | 6 | C900 | 388 | COVERED BRIDGE 1 F.M. @ KING BRIDGE PL. & COVERED BRIDGE CROSSING | GV.,@ LS & TERMINATION LOCATION | 460
COVERED BRIDGE 4 |  | 803 | N27.55313 W82.49880 | 10-3 | NE | COVERED BRIDGE 3 | 6405 SANDY CREEK LANE | ELLENTON | 202 | 38 | 4 | C900 | 6 | 8 | PVC | 4 | C900 | 885 | MH#8, COVERED BRIDGE #3 (PH.6) | GV,@ LIFT STATION | 230
CREEKWOOD 1 |  | 349 | N27.44848 W82.46896 | 19-11 | SE | SEWWTP | 7206 52ST.DRIVE E. | BRADENTON | 350 | 89.4 | 4 | HDPE | 8 | 10 | PVC | 8 | PVC | 1565 | TARA 20 F.M. @ 7230 SR70 | GV.,@ LS & TERMINATION LOCATION | 230
CREEKWOOD 2 |  | 353 | N27.45256 W82.46853 | 19-11 | SE | CREEKWOOD 1 | 7300 49AV.E. | BRADENTON | 190 | 39.1 | 4 | HDPE | 6 | 10 | PVC | 4 | PVC | 1075 | M.H.5009 76ST.E. | GV,@ LIFT STATION | 230
CREEKWOOD EAST 1 |  | 654 | N27.44187 W82.45493 | 19-13 | SE | SEWWTP | 5525 LENA ROAD | BRADENTON | 300 | 59 | 6 | PVC | 6 | 8 | PVC | 6 | C900 | 500 | TARA FM | GV.,@ LS & TERMINATION LOCATION | 230
CREEKWOOD EAST 2 |  | 655 | N27.45209 W82.45584 | 19-12 | SE | SEWWTP | 5001 LENA ROAD | BRADENTON | 350 | 64 | 6 | PVC | 6 | 8 | PVC | 6 | C900 | 800 | TARA 20 F.M. @ FP&L EASEMENT EAST OF THE LIFT STATION | GV.,@ LS & TERMINATION LOCATION | 230
CREEKWOOD PARK |  | 601 | N27.46042 W82.47117 | 19-11 | SE | SEWWTP | 7025 44TH. AVE. E. | BRADENTON | 32 | 64 | 2 | HDPE | 4 | 6 | PVC | 2 | PVC DR-21 | 325 | CROSSING CREEK FM @ CREEKWOOD BLVD. | GV @ LS & TERMINATION | 230
CREEKWOOD TOWNHOMES |  | 278 | N27.26857 W82.27716 |  | SE | SEWWTP | 5236 78TH STREET CIRCLE EAST | BRADENTON | 100 | 105 | 2 | PVC | 6 | 8 | PVC | 4 | C900 | 1770 | INTERSECTION OF 73RD ST E & CREEKWOOD BLVD | GV @ LS & TERMINATION | 230
CRESENT LAKES |  | 468 | N27.40634 W82.51582 | 19-29 | SE | 40-A | 3716 75TH DR. E. | BRADENTON | 295 | 70.3 | 4 | HDPE | 6 | 10 | PVC | 6 | PVC | 4500 | COUNTRY OAKS F.M. @ LOCKWOOD RIDGE RD.& TELEVAST ROAD. | GV,@ LIFT STATION,E.SIDE | 230
CROSLEY ESTATE |  | 149 | N27.39090 W82.56565 | 20-35 | SW | 6-A | 8374 N. TAMIAMI TRAIL SARASOTA | BRADENTON | 35 | 28 | 2 | PVC | 4 | 6 | PVC | 2 | PVC | 445 | 7-A FM @ ESTATE ENTRANCE RD., 276' E. OF TRAFFIC CIRCLE | GV.,@ LS & TERMINATION LOCATION | 208
CROSS CREEK |  | 837 | N27.54856 W82.41817 | 11-2 | NE | N1-C | 12408 LARCHMERE LANE | PARRISH | 646 | 124 | 6 | PVC | 8 | 8 | PVC | 8 | C900 | 3800 | TWIN RIVER FM @ GOLF COURSE RD. & CREEKSIDE PARK DRIVE | GV @ LS & TERMINATION | 460
CROSSING CREEK |  | 664 | N27.45606 W82.47325 | 19-11 | SE | SEWWTP | 7118 44th AVE. E. | BRADENTON | 180 | 100.2 | 4 | PVC | 6 | 8 | PVC | 4 | C900 | 2679 | 39-A F.M. @ 44TH. AVE. | PV.,@ LS & TERMINATION LOCATION | 230
CRYSTAL LAKES |  | 808 | N27.57799 W82.50813 | 5-8 | NE | NEWWTP | 5409 72ND.ST.E. | PALMETTO | 250 | 123 | 6 | PVC | 8 | 8 | PVC | 6 | C900 | 3300 | N1-B F.M. @ BUFFALO RD. | PV.,@ LS & TERMINATION LOCATION | 460
CYPRESS POND |  | 833 | N27.56133 W82.52989 | 5-9 | NE | N1-B | 3319 53RD.ST.E. | PALMETTO | 80 | 30 | 4 | PVC | 6 | 8 | PVC | 4 | C900 | 3582 | 1ST. MH WEST OF 33RD.AVE.E. ON 49TH. ST.E. | PV.,@ LS, ELLEN.GILLETTE. RD. @ ENTRANCE | 230
DEL TIERRA 1 |  | 865 | N27.30133 W82.23150 |  | SE | RYE ROAD SCHOOL | 302 GRANDE VISTA BLVD | BRADENTON | 350 | 80 | 6 | HDPE | 6 | 8 | PVC | 6 | PVC | 1788 | 6" FM IN WEST ROW OF RYE ROAD | GV @ LS & TERMINATION | 230
DEL WEBB |  | 256 | N27.24997 W82.21989 |  | SE | SOUTHEAST MASTER | 16850 ELLSWORTH AVENUE | BRADENTON | 227 | 72.75 | 4 | HDPE | 6 | 8 | PVC | 6 | PVC | 5610 | EXISTING F.M. AT ROUND ABOUT OF HAMMOCK CREEK DR AND BELLEFIELD WAY | GV @ LS & 4 OTHER LOCATIONS, SEE LS FILE | 230
DESOTO MALL |  | 305 | N27.46729 W82.56525 | 20-2 | SW | 37-A | 303 301 BLVD. W. | BRADENTON | 300 | 20 | 4 | HDPE | 5 | 10 | VCP | 6 | PVC |  | MH, N.SIDE O 301 BLVD., N.OF LS. |  | 230
DESOTO MEMORIAL PARK |  | 222 | N27.52360 W82.64402 | 9-18 | SW | 12-D | N.END 75ST.N.W. | BRADENTON | 100 | 15 | 4 | PVC | 6 | 4 | PVC | 4 | PVC |  | M.H., 79ST.N.W. & DESOTO PKWY. |  | 230
DESOTO VILLAS |  | 304 | N27.47133 W82.56718 | 20-2 | SW | 37-A | APROX. 5ST.& 301 BLVD.W. | BRADENTON | 310 | 30 | 4 | HDPE | 8 | 8 | PVC | 4 | PVC | 335 | MH. REAR OF BLDG.13-D IN DESOTO VILLAS |  | 230
DOMINION |  | 646 | N27.41808 W82.41674 | 18-28 | SE | RIVERWALK | 12613 DEACONS PLACE | BRADENTON | 175 | 81 | 4 | C900 | 6 | 8 | PVC | 4 | C900 | 470 | FM BEHIND LOT 28, SE OF LS. | GV.,@ LS & TERMINATION LOCATION | 230
DORAYE VILLAS |  | 118 | N27.46150 W82.62883 | 20-7 | SW | SWWWTP | 6701 44AV.W. | BRADENTON | 150 | 61 | 4 | HDPE | 6 | 8&4 | PVC | 4 | PVC | 875 | 1-M F.M.,N.E.OF METER OFFICE @ 66ST.W. | GV,@TERMINATION LOCATION | 230
DUDE RANCH |  | 696 | N27.45593 W82.48513 |  | SE | SEWWTP | 4715 60th. St. E. | BRADENTON | 25 | 105 | 2 | HDPE |  |  |  | 4 | HDPE | 115 | 39-A F.M. ON CARUSO RD. W. OF L.S. | PV.,@ LS & TERMINATION LOCATION | 230
EAGLE TRACE |  | 621 | N27.48231 W82.42193 | 11-32 | SE | MISSIONARY VILLAGE | 1810 BLUE CYPRESS ST | BRADENTON | 193 | 41 | 4 | HDPE | 6 | 8 |  | 4 | PVC | 1032 | 12" F.M. ON SR 64 | GV @ L.S.& GV @ TIE IN POINT ON SR 64 | 230
EAGLE'S NEST |  | 499 | N27.41308 W82.51290 | 19-28 | SE | CRESCENT LAKES | 3906 72AV.E. | BRADENTON | 200 | 51 | 4 | HDPE | 6 | 8 | PVC | 4 | PVC |  | MH @ 75AV.TERR.E. & NORTH TUTTLE AVE. | GV,@ L.S. & TUTTLE AVE. | 230
ECHO LAKES |  | 288 | N27.28022 W82.25667 |  | SE | POPE ROAD MASTER | 3610 WOOD FERN TRAIL | BRADENTON | 200 | 53.7 | 6 | HDPE | 8 | 8 | PVC | 8 | C900 | 2640 | MH 3900+00 WOOD FERN TRAIL | GV @ L.S. & ROW SOUTH OF DRIVEWAY | 230
EDGEWATER MOORINGS |  | 605 | N27.39265 W82.43402 | 18-31 | SE | LAKEWOOD RE-PUMP | 6405 MOORINGS POINT CIRCLE | BRADENTON | 249 | 30 | 4 | HDPE | 6 | 8 | PVC | 4 | C900 | 150 | 12" F.M. @ LAKEWOOD RANCH BLVD. WEST OF STATION | PV.,@ LS & TERMINATION LOCATION | 230
EDGEWATER VILLAGE |  | 629 | N27.38965 W82.42341 | 18-32 | SE | LAKEWOOD RE-PUMP | 8375 WATERVIEW BLVE. | BRADENTON | 300 | 75 | 4 | HDPE | 6 | 10 | PVC | 6 | C900 | 1320 | UNIV.PKWY. 12" F.M. @ INTERSECTION OF UNIV.PKWY. & WATERVIEW BLVD. | GV.,@ LS & TERMINATION LOCATION | 460
EL CONQUISTADOR 1 |  | 104 | N27.42908 W82.60193 | 20-21 | SW | SWWWTP | 3790 EL. CONQ. PKWY | BRADENTON | 800 | 110 | 10 | HDPE | 10X12 | 24 | DIP | 10 | C900 |  | 12-A F.M.,BAYSHORE GDNS.PKWY.& 34ST.W.,S.E.CORN. |  | 460
EL CONQUISTADOR 2 |  | 103 | N27.43606 W82.60800 | 20-16 | SW | EL CONQUISTADOR 1 | 5900 47ST.W. | BRADENTON | 108 | 10 | 4 | C900 | 5 | 10 | VCP | 4 | PVC |  | MH, 5901 LA VISTA LANE, 23 FT.W. OF SW CORN. OF GARAGE |  | 230
EL RANCHO VILLAGE |  | 425 | N27.45874 W82.56131 | 20-12 | SW | 13-A | H-39-A 9th.AV.E. | BRADENTON | 125 | 36.6 | 4 | PVC | 5 | 10 | VCP | 6 | PVC | 2350 | 25-A F.M. @ #9C CORTEZ LANE IN EL RANCHO VILLAGE | GV.,@ LS & TERMINATION LOCATION | 230
ELMER'S AUTOMOTIVE | SIZZLER STEAK HOUSE | 133 | N27.42174 W82.57746 | 20-23 | SW | 12-A | 1600 INDIANA AVE. | BRADENTON | 125 | 15 | 3 | PVC | 4 | 4 | DIP | 4 | C900 |  | MH BEHIND 1603 MINNESOTA, TRAILER ESTATES | NONE | 230
ESPLANADE |  | 608 | N27.44343 W82.41344 | 18-17 | SE | POPE ROAD MASTER | 12905 RANGELAND PARKWAY | BRADENTON | 332 | 44 | 4 | HDPE | 8 | 10 | PVC | 6X8 | C900 | 195 | SEMLS F.M., NW CORNER OF POPE RD. & RANGELAND PKWY. | PV.,@ LS & TERMINATION LOCATION | 230
ESPLANADE 2 |  | 611 | N27.26844 W82.24249 |  | SE | POPE ROAD MASTER | 5219 BENITO CT | BRADENTON | 244 | 62 | 4 | HDPE | 6 | 10 | PVC | 6 | C900 | 1713 | 6'FM @ RANGELAND PKWY & BENITO CT | GV @ LS, GV @ RANGELAND PKWY & BENITO CT | 230
ESPLANADE 3 |  | 290 | N27.27349 W82.24440 |  | SE | POPE ROAD MASTER | 13349 SORRENTO WAY | BRADENTON | 192.5 | 55.6 | 4 | HDPE | 6 | 8 | PVC | 4 | PVC | 1140 | 44TH AVENUE | GV @ LS & TERMINATION LOCATION | 230
FAIRFAX |  | 493 | N27.46082 W82.50950 | 19-9 | SE | PERIDIA 2 | 4214 FAIRFAX DR. E. | BRADENTON | 114 | 21.7 | 4 | DIP | 6 | 8 | DIP | 4 | PVC | 290 | M.H. 4228 FAIRFAX DR.E. | GV,@ L.S. | 230
FAIRWAY IMPERIAL |  | 583 | N27.59034 W82.49885 | 5-5 | NE | NEWWTP | 6365 BOBBY JONES CT. | PALMETTO | 324 | 123 | 4 | PVC | 8 | 10 | PVC | 4 | PVC | 50 | IMPERIAL LAKES F.M. 50FT. E. OF L.S. | G.V. @ LS & TERMINATION | 460
FAIRWAY LAKES |  | 490 | N27.40546 W82.48483 | 19-27 | SE | PALM AIRE 5 | 7553 58ST.CT.E. | BRADENTON | 174 | 70.7 | 4 | DIP | 6 | 8 | DIP | 4 | PVC | 1100 | PALM AIRE 5 M.H. 7608 LINKS CT. | GV,@ L.S. | 230
FAIRWAY SIX |  | 451 | N27.41269 W82.48969 | 19-27 | SE | 41-A | 5610 DORAL DR. | BRADENTON | 86 | 20 | 4 | PVC | 6 | 8 | DIP | 4 | PVC | 500 | P.A.#5 F.M.,WHIT.AV.& F.W.6 ENTR. | GV.,@ LS & TERMINATION LOCATION | 230
FIDDLER'S CREEK |  | 868 | N27.25356 W82.31071 |  | SE | 40-A | 6670 PROSPECT ROAD | BRADENTON | 21 | 25 | 2 | PVC | 4 | 8 | PVC | 2 | DR-9 | 571 | TIES INTO CENTER LAKE FM @ 65TH AVE CIR EAST | GV @ LS & TERMINATION LOCATION | 230
FIDDLER'S GREEN |  | 250 | N27.51162 W82.65335 | 8-24 | SW | THE LOOP | 1312 91st.CT.N.W. | BRADENTON | 146 | 78 | 2 | SS | 4 | 8 | PVC | 3 | PVC | 1277 | M.H.@ 1711 91ST.N.W., MANGO PARK | GV,@ L.S. | 230
FIVE LAKES |  | 140 | N27.45011 W82.59569 | 20-9 | SW | 27-A | 5130 34TH ST. W. | BRADENTON | 150 | 15 | 4 | PVC | 6 | 8 | VCP | 4 | PVC | 238 | M.H.,3312 51AV.TERR.W. | NONE | 230
FLAMINGO BLVD. |  | 132 | N27.43488 W82.58096 | 20-15 | SW | BAYSHORE Y.B. | 1902 FLAMINGO BLVD. | BRADENTON | 350 | 27 | 4 | PVC | 6 | 8 | VCP | 6 | CIP |  | MH, 6020 HOPKINS DR.N. | NONE | 230
FLAMINGO CAY |  | 208 | N27.49580 W82.66422 | 8-26 | SW | 15-D | 10301 MAN.AV.W. | BRADENTON | 320 | 54 | 4 | HDPE | 10 | 10 | DIP | 6 | PVC | 6400 | M.H.,PALMA SOLA BLVD.& MAN.AV.,S.E.CORN. | NONE | 230
FLEET SERVICES |  | 162 | N27.45785 W82.62746 |  | SW | SWWWTP | 4700 66TH. ST.W. | BRADENTON | 25 | 41 | 2 | PVC |  |  |  | 2 | HDPE | 234 | F.M. @ FLEET SERVCIES ENTRANCE |  | 208
FOREST CREEK 1 |  | 814 | N27.55577 W82.43497 | 11-3 | NE | N1-C | 4616 FORREST CREEK TRAIL | PARRISH | 330 | 90 | 4 | C900 | 6 | 8 | PVC | 6 | C900 | 3300 | 16" F.M., US301 @ FORREST CREEK ENTRANCE | PV,@LIFT STATION & TERMINATION LOCATION | 230
FORT HAMER PARK | HIDDEN HARBOR PARK | 844 | N27.52594 W82.42982 | 11-3 | NE | N1-C | 1605 FT. HAMER ROAD | PARRISH | 74 | 134 | 2 | PVC | 4 | 6 | PVC | 2 | C900 |  | RIVER WILDERNESS 7 FORCE MAIN @ ENTRANCE ON FT. HAMER RD. | GV,@LIFT STATION & TERMINATION LOCATION | 230
FOSTER'S GROVE |  | 571 | N27.57592 W82.51884 | 5-9 | NE | NEWWTP | 6903 47th.AVE.E. | PALMETTO | 220 | 102 | 4 | C900 | 8 | 10 | PVC | 6 | C900 | 195 | N1B F.M. @ 69ST.E. & 47AV.E., SE CORNER | GV,@LIFT STATION & TERMINATION LOCATION | 460
FOX CHASE |  | 542 | N27.53942 W82.46968 | 10-11 | NE | N1-C | 9218 29TH ST. E. | PALMETTO | 100 | 38 | 4 | HDPE | 6 | 8 | PVC | 6 | PVC | 2800 | R.WILDERNESS 4 F.M., OLD TAMPA RD. & FOY RD. | GV,@LIFT STATION & TERMINATION LOCATION | 230
GAMBLE CREEK |  | 819 | N27.56172 W82.40968 | 4-8 | NE | N1-C | 5304 132 TERRACE E. | PARRISH | 127 | 117 | 4 | PVC | 6 | 8 | PVC | 4 | C900 | 1812 | TWIN RIVERS F.M. @ GOLF COURSE RD. & 132ST.E. | PV.,@ LS & TERMINATION LOCATION | 460
GARDEN LAKES |  | 475 | N27.44500 W82.51562 | 19-17 | SE | 39-A | 5407 37ST.E. | BRADENTON | 1000 | 48 | 8 | HDPE | 8 | 15 | PVC | 8 | PVC | 1300 | FIRST M.H. NORTH OF 39ST.E. ON 37AV.E. | GV,@ LIFT STATION | 230
GARDEN LAKES ESTATES |  | 271 | N27 26.165 W82 30.827 | 19-16 | SE | 39-A | 5831 39 ST. E. | BRADENTON | 234 | 23.9 | 4 | HDPE | 6 | 8 | PVC | 4 | PVC | 284 | GV @ LS | M.H. APROX. 250' N. OF L.S. ON 39 ST.E. | 230
GATES CREEK |  | 335 | N27.50602 W82.43045 | 11-9 | SE | UPPER MAN.RIVER RD. | 11312 3RD ACE. E. | BRADENTON | 400 | 54 | 6 | C900 | 8 | 12 | PVC | 6 | C900 | 4500 | MH @ UPPER MAN.RIV.RD. L.S. | GV,@ LIFT STATION | 230
GILLETTE GROVE |  | 828 | N27.60171 W82.53410 | 5-4 | NE | N1-B | 3200 MOCCASIN WALLOW RD. | PALMETTO | 100 | 37.3 | 4 | PVC | 6 | 8 | PVC | 6 | C900 | 260.5 | N1-H F.M. @ US41 & MOCCASIN WALLOW RD. | PV,@LIFT STATION & TERMINATION LOCATION | 230
GLENBROOKE |  | 464 | N27.39569 W82.50401 | 19-33 | SE | 41-A | 4601 GLENBROOKE DR. | BRADENTON | 150 | 59 | 4 | HDPE | 8 | 8 | PVC | 4 | PVC |  | COUNTRY OAKS F.M.@ LOCKWOOD RDGE.RD. & GLENBROOKE DR. | GV.,@ LS & TERMINATION LOCATION | 230
GLENN LAKES 1 |  | 119 | N27.45737 W82.61174 | 20-9 | SW | SWWWTP | 5005 47ST.W. | BRADENTON | 300 | 81 | 4 | HDPE | 6 | 10 | PVC | 6 | C900 | 2200 | 27A FM, 53AV.W. & 43ST.W. |  | 230
GLENN LAKES 2 |  | 109 | N27.44823 W82.61182 | 20-8 | SW | GLENN LAKES 1 | 5016 52AV.W. | BRADENTON | 105 | 31 | 4 | HDPE | 6 | 8 | PVC | 4 | PVC | 3000 | MH, 5146 44ST.W. | GV,@ L.S. | 230
GREENBROOK 1 |  | 614 | N27.43122 W82.40449 | 18-21 | SE | GREENBROOK 2 | 13825 NIGHTHAWK TERRACE | BRADENTON | 136 | 23 | 4 | PVC | 6 | 8 | PVC | 6 | C900 | 10978 | M.H., GREENBROOK #2, 1st.M.H. W. OF G.BRK.BLVD. ON ADVENTURE PL. | GV,@ L.S. | 230
GREENBROOK 2 |  | 620 | N27.42562 W82.40874 | 18-21 | SE | L.R. RIVERWALK | 13324 ADVENTURE PLACE | BRADENTON | 300 | 77.3 | 6 | PVC | 10 | 15 | PVC | 6 X 8 | C900 | 6872 | M.H. @ RIVERWALK L.S. | GV.,@ LS & TERMINATION LOCATION | 460
GREENBROOK 3 |  | 632 | N27.42607 W82.38926 | 18-22 | SE | GREENBROOK 2 | 6665 GREENBROOK BLVD. | BRADENTON | 648 | 85 | 6 | HDPE | 10 | 8 | PVC | 8 | C900 | 9000 | M.H., GREENBROOK #2, 1st.M.H. W. OF G.BRK.BLVD. ON ADVENTURE PL. | GV,@ L.S. | 460
GREENBROOK 4 |  | 638 | N27.42112 W82.40135 | 18-21 | SE | GREENBROOK 2 | 13919 WOOD DUCK CIRCLE | BRADENTON | 245 | 45 | 4 | PVC | 8 | 8 | PVC | 6 | C900 | 1740 | M.H., GREENBROOK #2, 2nd.M.H. W. OF G.BRK.BLVD. ON ADVENTURE PL. | GV.,@ LS & TERMINATION LOCATION | 230
GREENBROOK 5 |  | 656 | N27.42426 W82.38794 | 18-22 | SE | GREENBROOK 3 | 15319 BLUE FISH CIRCLE | BRADENTON | 327 | 44.1 | 4 | PVC | 8 | 8 | PVC | 6 | C900 | 1352 | M.H., GREENBROOK #3 | PV,@ L.S. | 230
GREENFIELD PLANTATION 1 |  | 375 | N27.49329 W82.44510 | 11-9 | SE | UPPER MAN.RIVER RD. | 701 PLANTERS MANOR WAY | BRADENTON | 283 | 71.2 | 4 | HDPE | 6 | 8 | PVC | 6 | C900 | 4000 | GATES CREEK F.M. @ UPPER MAN. RIVER RD. & GREENFIELD BLVD. | GV,@ L.S. | 230
GREENFIELD PLANTATION 2 |  | 376 | N27.49341 W82.43591 | 11-9 | SE | UPPER MAN.RIVER RD. | 10749 OLD GROVE CIR. | BRADENTON | 275 | 52.4 | 4 | C900 | 6 | 8 | PVC | 6 | C900 | 850 | GREENFIELD PLAN.1 F.M. @ GREENFIELD BLVD. & OLD GROVE CIR. | GV,@ L.S. | 230
GREYHAWK LANDINGS 1 |  | 618 | N27.48683 W82.41213 | 11-8 | SE | MISSIONARY VILLAGE | 1004 BRAMBLING WAY | BRADENTON | 249 | 63 | 6 | C900 | 8 | 8 | PVC | 8 | C900 | 2700 | MILL CREEK F.M. @ GREYHAWK ENTRANCE & SR64 | GV.,@ LS & TERMINATION LOCATION | 460
GREYHAWK LANDINGS 2 |  | 636 | N27.49863 W82.41224 | 11-8 | SE | GREYHAWK LNDGS.1 | 12005 MAGPIE PLACE | BRADENTON | 164 | 33 | 4 | C900 | 6 | 8 | PVC | 4 | C900 | 236 | GREYHAWK #3 F.F. @MAGPIE PLACE & PETREL TRAIL | GV.,@ LS & TERMINATION LOCATION | 230
GREYHAWK LANDINGS 3 |  | 637 | N27.50914 W82.41941 | 11-4 | SE | GREYHAWK LNDGS.1 | 12407 DAISY PLACE | BRADENTON | 343 | 98 | 4 | PVC | 6 | 8 | PVC | 6 | C900 | 5229 | MH, DAISY PL.E. OF GREYHAWK LANDING BLVD. | GV,@ L.S. | 460
GREYHAWK LANDINGS 4 |  | 676 | N27.49336 W82.41973 | 11-9 | SE | GATES CREEK | 12230 MULBERRY AVE. | BRADENTON | 250 | 49 | 4 | HDPE | 6 | 8 | PVC | 6 | C900 | 2700 | MANHOLE C-6, PETUNIA TERRACE, GREYHAWK LNDG.W. PH. 5 | GV @ LS, ROSEMARY CIR., RAGDOLL RUN. | 230
GREYHAWK LANDINGS 5 |  | 280 | N27.29332 W82.25515 |  | SE | MISSIONARY VILLAGE | 1027 117TH STREET E | BRADENTON | 100 | 30 | 4 | HDPE | 6 | 8 | PVC | 4 | C900 | 1435 | 18' WEST OF C/L OF 117TH ST E AND 21.5' S OF C/L OF LS DRIVEWAY | GV @ LS & TERMINATION LOCATION | 230
GULF COAST CORPORATE PARK |  | 500 | N27.58030 W82.53526 | 5-9 | NE | N1-B | 7535 WESTPARK PLACE | PALMETTO | 320 | 28 | 4 | C900 | 6 | 8 | PVC | 6 | C900 | 1030 | MH, N1B | PV,@ L.S. | 230
GULF COAST SHOPS |  | 545 | N27.53427 W82.50720 | 10-9 | NE | NEWWTP | 5461 FACTORY SHOPS BLVD. | ELLENTON | 350 | 114 | 4 | C900 | 8 | 8 | PVC | 8 | C900 |  | T.V.#4 F.M., 60AV.E.& 19ST.E.(SW CORNER) | GV,@LIFT STATION & TERMINATION LOCATION | 460
GULF DRIVE & 68TH.STREET |  | 70 | N27.51343 W82.72239 | 8-20 | SW | #7 | 6709 GULF DRIVE | HOLMES BEACH | 130 | 8 | 3 | PVC | 4 | 8 | VCP | 4 | PVC |  | MH. 205 68ST. | NONE | 230
HARBOR WOODS |  | 228 | N27.50202 W82.61460 | 9-29 | SW | 6-D | 5116 4TH AVE. N.W | BRADENTON | 98 | 31.4 | 4 | C900 | 5 | 10 | VCP | 4 | PVC | 1250 | M.H.,5504 2AV.DR.N.W. | NONE | 230
HARBORAGE |  | 651 | N27.44315 W82.49103 | 19-15 | SE | SEWWTP | 5610 55TH.AVE.E. | BRADENTON | 120 | 139 | 4 | PVC | 6 | 8 | PVC | 4 | C900 | 700 | 39-A F.M., NATALIE WAY | GV,@LIFT STATION & TERMINATION LOCATION | 460
HARMONY |  | 252 | N27.27027 W82.25395 |  | SE | POPE ROAD MASTER | 11920 MALACHITE DR | BRADENTON | 322 | 62 | 6 | HDPE | 6 | 8 | PVC | 6 | C900 | 1653 | SW CORNER ON WHITE EAGLE AND MALACHITE DR | GV @L.S, 14' FROM BOC AND 860' FROM WHITE EAGLE | 230
HARRISON RANCH 1 |  | 815 | N27.56205 W82.46616 | 5-7 | NE | NEWWTP | 5323 98TH.AVE.E. | PARRISH | 467 | 134 | 4 | PVC | 10 | 10 | PVC | 8 x 18 x 20 | C900 | 13306 | NEWWTP | PV,@LIFT STATION & TERMINATION LOCATION | 460
HARRISON RANCH 2 |  | 820 | N27.55624 W82.46132 | 5-7 | NE | NEWWTP | 4738 100TH.DR.E. | PARRISH | 79 | 18.2 | 4 | PVC | 6 | 8 | PVC | 4 | C900 | 960 | M.H. B-20 | PV @ SLAUGHTER CANAL CROSSING | 230
HARRISON RANCH 3 |  | 821 | N27.55711 W82.45788 | 5-7 | NE | NEWWTP | 10427 48TH.CT.E. | PARRISH | 79 | 35 | 4 | PVC | 6 | 8 | PVC | 4 | C900 | 750 | F.M. @ LOT 61 | PV @ L.S. | 230
HARRISON RANCH 4 |  | 842 | N27.56892 W82.45406 | 5-7 | NE | NEWWTP | 10708 58TH. ST.E. | PARRISH | 350 | 87.9 | 6 | PVC | 10 | 8 | PVC | 8 | C900 | 1940 | 18" FM, HARRISON RANCH BLVD. | PV,@LIFT STATION & TERMINATION LOCATION | 460
HAWAIIAN VILLAGE |  | 403 | N27.42608 W82.57118 | 20-23 | SW | 15-A | 102 MOLOKAI DR. | BRADENTON | 155 | 18 | 3 | PVC | 4 | 8 | VCP | 3 | PVC | 165 | M.H., 6415 1ST.W. | NONE | 230
HAWTHORN PARK |  | 251 | N27.51059 W82.65474 | 8-24 | SW | FIDDLER'S GREEN | 1202 92nd.ST.N.W. | BRADENTON | 122 | 29 | 4 | C900 | 6 | 8 | PVC | 4 | PVC | 825 | M.H., FIDDLER'S GREEN, 9110 16AV.CIR.N.W. | GV,@ LIFT STATION | 230
HEATHER GLENN |  | 560 | N27.57334 W82.49630 | 5-8 | NE | NEWWTP | 6609 67th.ST.E. | PARRISH | 500 | 95 | 6 | HDPE | 8 | 10 | PVC | 6 | PVC | 800 | N1-B F.M., ERIE ROAD & 65 DR.E. | GV,@LIFT STATION & TERMINATION LOCATION | 230
HEATHER HILLS |  | 416 | N27.45449 W82.56356 | 20-11 | SW | 26-A | 109 49AV.DR.W. | BRADENTON | 200 | 21 | 3 | PVC | 4 | 8 | CIP | 6 | PVC |  | MH., 4812 5ST.W. | NONE | 230
HENSON INDUSTRIAL PARK |  | 430 | N27.43161 W82.52862 | 19-20 | SE | 40-A | 2821 62AV.E. | BRADENTON | 140 | 28 | 4 | HDPE | 4 | 10 | VCP | 4 | CIP | 963 | STATE CORRECT.INST. F.M.,63AV.E.,S.OF L.S. | GV,N.OF PAVEMENT @TERMINATION LOCATION | 230
HERITAGE HARBOUR 10 |  | 682 | N27.50946 W82.46232 | 10-24 | SE | HER.HARB. MASTER | 7615 GRAND HERITAGE PLACE | BRADENTON | 117 | 21.5 | 4 | C900 | 6 | 8 | PVC | 4 | C900 | 914 | MH 1-36, PORT HARBOUR PKWY. | PV @ LS | 230
HERITAGE HARBOUR 11 |  | 692 | N27.51427 W82.46871 | 10-24 | SE | HER.HARB. MASTER | 7140 RIVER HAMMOCK DRIVE | BRADENTON | 214 | 40 | 4 | PVC | 6 | 8 | PVC | 6 | PVC | 2700 | EXIST. 6" FM @ GRAND ESTUARY TRAIL & WINDING BROOK LANE | PV @ LS & TERMINATION | 230
HERITAGE HARBOUR 12 |  | 609 | N27.51313 W82.47199 | 10-25 | SE |  | 6830 GRAND ESTUARY TRAIL | BRADENTON | 215 | 33.5 | 4 | HDPE | 6 | 8 | PVC | 6 | C900 | 3058 | M.H. @ RIVER STRAND BLVD. & GRAND ESTUARY TRAIL | PV @ LS, STA 37+45, STA 48+42 | 230
HERITAGE HARBOUR 13 |  | 675 | N27.50768 W82.47387 | 10-23 | SE | HER.HARB. MASTER | 6806 QUIET CREEK DR | BRADENTON | 177 | 66 | 4 | HDPE | 6 | 8 | PVC | 4x6 | PVC | 4' 1610,6" 220 | TIES INTO 8" EXISTING FM AT PORT HARBOR PKWY | GV @ LS, NW CORNER AT WILLOWSHIRE WAY AND RIVER HERITAGE RUN, PORT HARBOR PKWY AND RIVER HERITAGE RUN | 230
HERITAGE HARBOUR 14 |  | 612 | N27.50945 W82.47860 | 10-23 | SE |  | 6608 CANDLESTICK DR | BRADENTON | 150 | 59 | 4 | HDPE | 6 | 8 | PVC | 4 | PVC | 2016 | TIES INTO 6" FM AT H. PRESERVE RUN & WILLOWSHIRE | GV @ LIFT STATION & 595 LF FROM INTERSECTION OF BABBLING BROOK RUN AND WILLOWSHIRE WAY & NW CORNER WILLOWSHIRE WAY AND HERITAGE PRESERVE RUN | 230
HERITAGE HARBOUR 15 |  | 859 | N27.30306 W82.25462 |  | SE |  | 6814 PORT HARBOUR PKWY | BRADENTON | 42 | 27.7 | 2 | HDPE | 5 | 8 | PVC | 2 | PVC | 522 | 8" AT OPPOSITE SIDE OF PORT HARBOUR PKWY. | GV,@LIFT STATION, @ FM TIE-IN LOCATION | 230
HERITAGE HARBOUR 3 |  | 628 | N27.49782 W82.45880 | 10-25 | SE | HER.HARB. MASTER | 615 HERITAGE ISLES WAY | BRADENTON | 131 | 42.7 | 4 | PVC | 8 | 8 | PVC | 4 x 6 | C900 | 1500 | MH, RIVER HERITAGE BLVD. @ GUARDHOUSE | GV,@LIFT STATION | 460
HERITAGE HARBOUR 4 |  | 631 | N27.50622 W82.45974 | 10-25 | SE | HER.HARB. MASTER | 206 HERITAGE ISLE WAY | BRADENTON | 192 | 52 | 4 | PVC | 6 | 8 | PVC | 4 | C900 | 1420 | MH.BEHIND 109 NEW BRITON CT. ON PORT HARBOUR PKWY. | GV,@ LIFT STATION | 230
HERITAGE HARBOUR 5 |  | 641 | N27.49295 W82.45001 | 10-25 | SE | HER.HARB. MASTER | 8685 STONE HARBOUR LOOP | BRADENTON | 110 | 84 | 4 | PVC | 6 | 8 | PVC | 4 X 6 | C900 | 3390 | H.H.#3 F.M. @ STONE HARBOUR LOOP & HERITAGE ISLE WAY | GV,@ LIFT STATION | 230
HERITAGE HARBOUR 6 |  | 647 | N27.49168 W82.45231 | 10-25 | SE | HER.HARB. MASTER | 9047 STONE HARBOUR LOOP | BRADENTON | 124 | 85 | 4 | PVC | 6 | 8 | PVC | 4 X 6 | C900 | 3160 | MH #1-45 @ GUARDHOUSE | GV,@ LIFT STATION | 230
HERITAGE HARBOUR 7 |  | 652 | N27.50112 W82.45034 | 10-25 | SE | HER.HARB. MASTER | 327 GOLDEN HARBOUR TRAIL | BRADENTON | 138 | 103 | 4 | PVC | 6 | 8 | PVC | 4 X 6 | C900 | 5645 | M.H. #1-36, PORT HARBOUR PARKWAY | PV,@ LIFT STATION | 230
HERITAGE HARBOUR 8 |  | 674 | N27.51340 W82.45853 | 10-24 | SE | HER.HARBOUR 9 | 8804 RIVER PRESERVE DRIVE | BRADENTON | 242 | 42 | 4 | PVC | 6 | 8 | PVC | 6 | C900 | 2500 | MH#9-30, ST.147+00, GRAND ESTUARY TRAIL | PV,@ LIFT STATION | 230
HERITAGE HARBOUR 9 |  | 667 | N27.51032 W82.44972 | 10-24 | SE | HER.HARB. MASTER | 320 RIVER ENCLAVE COURT | BRADENTON | 418 | 94.7 | 4 | PVC | 8 | 8 | PVC | 6 | C 900 | 1825 | MH #1-36 | PV @ LIFT STATION & WINDING RIVER TRAIL | 230
HERITAGE HARBOUR MASTER |  | 640 | N27.50123 W82.46665 | 10-26 | SE | SEWWTP | 7299 MONTAUK POINT CROSSING | BRADENTON | 1654 | 181 | 10 | HDPE | 12 | 24 | PVC | 16 | C900 | 7031 | F.M., LENA RD. & SR64 | GV,@LIFT STATION & TERMINATION LOCATION | 460
HERON CREEK |  | 862 | N27.34897 W82.31653 |  | NE | ARTISAN LAKES MASTER | 7511 36TH AVE E | PALMETTO | 150 | 100 | 4 | PVC | 8 | 8 | PVC | 4 | PVC | 340 | AT THE 10x4 WET TAP | GV @ LIFT STATION | 230
HIDDEN HOLLOW |  | 455 | N27.40693 W82.50531 | 19-28 | SE | 41-A | 7801 N.LOCKWD RDG.RD. | BRADENTON | 120 | 98 | 4 | PVC | 6 | 4 | PVC | 4 | C900 | 40 | COUNTRY OAKS F.M.,LOCKWOOD RIDGE RD.@ L.S. | GV,@TERMINATION LOCATION | 230
HIGHLAND RIDGE |  | 625 | N27.46476 W82.52015 | 19-5 | SE | SABAL COVE | 3804 34ST.E., BRAD. | BRADENTON | 275 | 85 | 6 | PVC | 6 | 8 | PVC | 6 | C900 | 6920 | MH, 30ST.E. & 51AV.E. | GV,@ LIFT STATION | 230
HORSESHOE COVE 1 |  | 315 | N27.44832 W82.48503 | 19-10 | SE | SEWWTP | 5200 60ST.E. | BRADENTON | 500 | 140 | 4 | HDPE | 6 | 8 | PVC | 6 | PVC | 50 | 39-A (#9 MASTER) FORCEMAIN, E. OF L.S. | GV,@LIFT STATION & TERMINATION LOCATION | 460
HORSESHOE COVE 2 |  | 314 | N27.45147 W82.48712 | 19-10 | SE | HORSESHOE COVE 1 | 5100 60ST.E. | BRADENTON | 85 | 17 | 4 | C900 | 6 | 10 | PVC | 4 | DIP |  | MH, PALMETTO TRAIL & PELICAN LOOP | NONE | 230
IMPERIAL HOUSE |  | 55 | N27.46952 W82.69784 | 21-4 | SW | 1-C | 611 GULF DR.N. | BRADENTON BEACH | 280 | 8 | 3 | PVC | 4 | 8 | VCP | 4 | DIP |  | MH. E. OF 1-C L.S. | NONE | 230
IMPERIAL LAKES |  | 510 | N27.59289 W82.50548 | 5-5 | NE | NEWWTP | 8208 LAKESIDE DR. PAL. | PALMETTO | 400 | 73.8 | 4 | PVC | 8 | 10 | PVC | 8 | PVC |  | N1B F.M.,FISHFARM RD. & ERIE RD. | GV,@LIFT STATION & TERMINATION LOCATION | 230
INDIGO 1 |  | 866 | N27.27737 W82.24836 |  | SE | POPE ROAD MASTER | 4231 AZURITE WAY | BRADENTON | 215 | 43.3 | 4 | HDPE | 6 | 8 | PVC | 4 | PVC | 1259 | TIES INTO 24" WEST OF AZURITE WAY ON 44TH AVE | GV,@LIFT STATION & TERMINATION LOCATION | 230
INDIGO 2 |  | 872 | N27.27901 W82.24715 |  | SE | POPE ROAD MASTER | 13306 INDIGO WAY | BRADENTON | 381 | 82.3 | 4 | HDPE | 8 | 8 | PVC | 6 | PVC | 2115 | N. R/W LINE OF 44TH AVE E, 985' E OF N BOUND LN OF AZURITE WAY | GV,@LIFT STATION & 28' N OF C-LINE OF CRYSTAL CLEAR PLACE ALONG THE WEST R/W LINE MIDNIGHT BLUE RUN | 230
JIGGS LANDING |  | 697 | N27.43275 W82.48160 | 19-22 | SE | TARA 5 | 6096 63 ST.E. | BRADENTON | 51 | 78 | 2 | HDPE | 4 | 6 | PVC | 2 | PVC | 1338 | MH AT 25858 LINGER LODGE RD. | PV,@ LIFT STATION | 230
KAY RD. (#10) |  | 328 | N27.50374 W82.48136 | 10-27 | SE | MANATEE PALMS 1 | 900 KAY RD. | BRADENTON | 200 | 35 | 6 | C900 | 8 | 8 | DIP | 6 | PVC | 2950 | M.H., W.OF MANATEE PALMS #1 L.S. | GV,@LIFT STATION | 230
KEW GARDENS |  | 576 | N27.56501 W82.50209 | 5-8 | NE | HEATHER GLENN | 5904 60TH PL. E. | PALMETTO | 139 | 25.1 | 4 | C900 | 6 | 8 | PVC | 4 | C900 | 840 | HEATHER GLENN MH @ 6009 61ST.E. | GV,@LIFT STATION | 230
KEY ROYALE & IVANHOE |  | 61 | N27.52599 W82.71617 | 8-17 | SW | #9 | 708 KEY ROYALE DR. | HOLMES BEACH | 50 | 25 | 4 | PVC | 6 | 8 | PVC | 4 | PVC | 1200 | M.H.,686 KEY ROYALE DR., IN MEDIAN | NONE | 230
KINGSFIELD GROVES 1 |  | 572 | N27.54847 W82.43675 | 11-3 | NE | N1-C | 11710 OLD TAMPA ROAD | PARRISH | 200 | 86 | 4 | HDPE | 6 | 8 | PVC | 4 | C900 | 47 | RIVER WLDNS.#4 FM @ OLD TAMPA RD. | GV,@LIFT STATION & TERMINATION LOCATION | 230
KINGSFIELD GROVES 2 |  | 575 | N27.54911 W82.42907 | 11-3 | NE | KINGSFIELD GROVES 1 | 4043 BANBURY CIR. | PARRISH | 252 | 105 | 4 | HDPE | 6 | 8 | PVC | 6 | C900 | 2750 | RIVER WILDNS. 4 F.M. @ KINGSFIELD 1 L.S. |  | 230
KINGSFIELD LAKES |  | 589 | N27.55136 W82.44115 | 11-3 | NE | N1-C | 4202 DOUGLAS HILL PL. | PARRISH | 145 | 122 | 4 | PVC | 6 | 8 | PVC | 6 | C900 | 4800 | TWIN RIVERS F.M. @ US 301 & CHIN RD. | GV,@LIFT STATION & TERMINATION LOCATION | 460
KINNAN SCHOOL |  | 299 | N27.40347 W82.52170 | 19-29 | SE | 40-A | PROSPECT & TALLEVAST | BRADENTON | 130 | 40.7 | 4 | PVC | 8 | 8 | PVC | 6 | C900 | 245 | COUNTRY PALMS FM @ TALLEVAST RD. & PROSPECT RD. | GV,@LIFT STATION & TERMINATION LOCATION | 230
LACANTERA |  | 672 | N27.41715 W82.40550 | 18-21 | SE | ARNOLD PALMER GREEN 1 | 13408 MANTAZAS PLACE | BRADENTON | 175 | 35.8 | 4 | C900 | 8 | 8 | PVC | 4 | C900 | 1250 | MH 240-7, 250 S/W OF INTER.OF LACANTERA PL. & ARNOLD PALMER WAY | PV,@LIFT STATION | 230
LAKE BRIDGE |  | 108 | N27.44114 W82.59626 | 20-16 | SW | SWWWTP | 5700 34ST.W. | BRADENTON | 50 | 55 | 4 | PVC | 6 | 8 | VCP | 4 | PVC | 350 | 12-A F.M.,34ST.W.@ ENTR. | GV,@TERMINATION LOCATION | 230
LAKE CLUB 1 |  | 679 | N27.39495 W82.38573 | 18-34 | SE | S.E. MASTER | 8000 LAKE CLUB BLVD. | LAKEWOOD RCH | 605 | 34.6 | 6 | PVC | 12 | 12 | PVC | 8 | C900 | 1150 | M.H. LAKE CLUB BLVD. & STAY SAIL COURT | PV,@LIFT STATION | 230
LAKE CLUB 2 |  | 680 | N27.39421 W82.37559 | 18-34 | SE | S.E. MASTER | 16310 CLEAR LAKE AVE. | LAKEWOOD RCH | 500 | 76.1 | 6 | PVC | 8 | 8 | PVC | 6 X 4 | C900 | 2015 | MH 15-1 ON CLEAR LAKE AVE. | PV,@L.S. & E. OF CLEARLAKE AVE. & DAYSAILER TRAIL | 230
LAKE CLUB 3 |  | 684 | N27.39026 W82.37620 | 18-34 | SE | LAKE CLUB 2 | 1621 BAYCROSS DRIVE | LAKEWOOD RCH | 390 | 83.2 | 6 | C900 | 8 | 8 | PVC | 6 | C900 | 3650 | M.H.2-2, 170' N.OF V.V., STA.#2 | PV @ LS & BOWSPIRT WAY & CLEARLAKE AVE. | 230
LAKE CLUB 4 |  | 698 | N27.40097 W82.37900 | 18-34 | SE | S.E. MASTER | 16210 DAYSAILER TRAIL | LAKEWOOD RCH | 175 | 54.7 | 4 | PVC | 6 | 8 | PVC | 4 | C900 | 2085 | MH 15-1 ON CLEAR LAKE AVE. | PV,@LIFT STATION | 230
LAKE CLUB 5 |  | 600 | N27.23875 W82.22343 |  | SE | LAKE CLUB 2 | 7984 BOWSPIRIT WAY | LAKEWOOD RCH | 175 | 68 | 4 | PVC | 6 | 8 | PVC | 4 | PVC | 1700 | TIES INTO EXISTING FM ALONG CLEARLAKE AVE | GV @LIFT STATION | 230
LAKE ROYALE |  | 148 | N27.47183 W82.61214 | 20-4 | SW | 16-D | 5024 32AV.DR.W. | BRADENTON | 175 | 20 | 4 | C-900 | 5.5 | 8 | PVC | 4 | PVC | 1100 | M.H. @ 2815 51ST.W., W.SIDE | GV,@LIFT STATION | 230
LAKE VISTA |  | 673 | N27.39911 W82.43835 | 18-31 | SE | LAKEWOOD MASTER | 7719 LAKE VISTA COURT | BRADENTON | 110 | 78 | 4 | C900 | 6 | 8 | PVC | 4 | C900 | 131 | LAKEWOOD RE-PUMP FORCEMAIN E. OF L.S | GV,@LIFT STATION & TERMINATION LOCATION | 230
LAKERIDGE FALLS |  | 619 | N27.39415 W82.51432 | 19-33 | SE | 40-A | 4205 LAKERIDGE BLVD., BRAD. | BRADENTON | 385 | 86 | 4 | PVC | 8 | 10 | PVC | 6 X 8 X 10 | C900 | 5068 | UNIV.WALK F.M. @ TUTTLE AVE. & LAKERIDGE BLVD. | GV,@LIFT STATION & TERMINATION LOCATION | 230
LAKESIDE PRESERVE |  | 818 | N27.56009 W82.42876 | 4-9 | NE | N1-C | 5120 120TH.AVE.E. | PARRISH | 180 | 85.7 | 4 | HDPE | 6 | 8 | PVC | 6 | C900 | 2800 | FORT HAMER RD. @ ENTRANCE TO LAKESIDE PRESERVE | PV @ LS AND TERM.LOCATION, 3 ARVS. | 208
LAKEWOOD CENTRE CONDO |  | 279 | N27.26467 W82.25507 |  | SE | POPE ROAD MASTER | 5721 NEW HAVEN BLVD | LAKEWOOD RCH | 535 | 145 | 8 | HDPE | 8 | 8 | PVC | 8 | C900 | 838 | NW CORNER @ INTERSECT OF RANGELAND & NEWHAVEN BLVD | GV @ LS AND TIE IN POINT | 460
LAKEWOOD MEADOW |  | 388 | N27.41117 W82.42883 | 18-29 | SE | LAKEWOOD MASTER | 11119 STAR RUSH PLACE | BRADENTON | 413 | 32 | 4 | C900 | 6 | 8 | PVC | 6 | C900 | 18 | L.R. RE-PUMP FM @ LKWD.RANCH BLVD., E. OF L.S. | GV,@LIFT STATION & TERMINATION LOCATION | 230
LAKEWOOD OAKS |  | 391 | N27.40539 W82.42888 | 18-29 | SE | LAKEWOOD MASTER | 11119 BULLRUSH TERRACE | BRADENTON | 387 | 27.8 | 4 | C900 | 6 | 8 | PVC | 4 | C900 | 18 | L.R. RE-PUMP FM @ LKWD.RANCH BLVD., E. OF L.S. | GV,@TERMINATION LOCATION | 230
LAKEWOOD RANCH 1 |  | 356 | N27.41860 W82.42956 | 18-20 | SE | LAKEWOOD MASTER | 6735 TUMBLEWEED TR. | BRADENTON | 336 | 47 | 4 | HDPE | 6 | 8 | PVC | 6 | PVC | 2430 | LAKEWOOD RANCH MASTER L.S. |  | 230
LAKEWOOD RANCH BUSINESS PARK |  | 685 | N27.46238 W82.43671 | 18-3 | SE | SEWWTP | 10704 TECHNOLOGY TERRACE | BRADENTON | 499 | 94 | 4 | C900 | 10 | 8 | PVC | 6 | C900 | 1849 | 36" & 12" F.M.'s TO SEWWTP ON 44TH.AVE.E. | PV's,@LIFT STATION & TERMINATION LOCATIONS | 480
LAKEWOOD RANCH COMM.CENTER |  | 300 | N27.48358 W82.43528 | 11-9 | SE | SEWWTP | 10850 PORTAL CROSSING | BRADENTON | 395 | 85.2 | 4 | PVC | 8 | 8 | PVC | 6 | C900 | 54 | UPPER MAN.RIV.RD. F.M. @ SR64 & LKWD.RANCH BLVD. | GV,@LIFT STATION & TERMINATION LOCATION | 230
LAKEWOOD RANCH COMMERCE PK. |  | 665 | N27.47697 W82.42981 | 11-9 | SE | LKWD.RCH.COMM.CEN. | 11300 GATEWOOD DRIVE | BRADENTON | 360 | 38.1 | 4 | C-900 | 8 | 8 | PVC | 6 X 8 | C900 | 1660 | M.H., LKWD.RCH.BLVD. MEDIAN 200' N. OF GATEWOOD DR. | PV,@LIFT STATION | 230
LAKEWOOD RANCH MASTER |  | 362 | N27.42080 W82.42648 | 18-20 | SE | SEWWTP | 11600 CLUBHOUSE DR. | BRADENTON | 1520 | 122 | 8 | S.S. | 22.75 X 14 | 12 | C900 | 12 | C900 |  | SEWWTP | GV,@LIFT STATION | 460
LAKEWOOD RANCH RE-PUMP |  | 603 | N27.39626 W82.43813 | 18-31 | SE | LAKEWOOD MASTER | 8155 LAKEWOOD RANCH BLVD. | BRADENTON | 1224 | 95 | 8 | HDPE | 10 | 12 | PVC | 8 | PVC | 150 | LAKEWOOD RANCH MASTER L.S. | GV,@LIFT STATION & TERMINATION LOCATION | 460
LAKEWOOD RANCH RIVERWALK |  | 602 | N27.41646 W82.42052 | 18-29 | SE | LAKEWOOD MASTER | 7035 HONEYSUCKLE TRAIL | BRADENTON | 1427 | 59 | 10 | HDPE | 10 | 15 | PVC | 6 X 8 | C900 | 925 | THE MASTERS F.M. | GV,@LIFT STATION & TERMINATION LOCATION | 460
LAKEWOOD RANCH YMCA |  | 630 | N27.44885 W82.43768 | 18-3 | SE | SEWWTP | 10500 MALACHITE DR., BRAD. | BRADENTON | 258 | 121 | 6 | C900 | 6 | 8 | PVC | 6 | C900 | 528 | LKWD.MASTER F.M.@ LAKEWOOD RCH.BLVD. & MALACHITE | GV,@LIFT STATION & TERMINATION LOCATION | 460
LAKEWOOD TOWN CENTER 1 |  | 379 | N27.39155 W82.44163 | 18-31 | SE | LAKEWOOD MASTER | 8070 NATURES WAY | BRADENTON | 520 | 66 | 6 | HDPE | 8 | 12 | PVC | 8 | C900 | 550 | FM, LAKEWOOD RANCH BLVD. | GV,@LIFT STATION & TERMINATION LOCATION | 460
LAKEWOOD TOWN CENTER 2 |  | 380 | N27.39630 W82.44779 | 19-36 | SE | L.R. TOWN CENTER 1 | 9025 TOWN CENTER PARKWAY | BRADENTON | 420 | 51 | 4 | HDPE | 6 | 8 | PVC | 6 | C900 | 1600 | MH., #B8 | GV,@LIFT STATION | 460
LAKEWOOD TOWN CENTER 3 |  | 382 | N27.38760 W82.44369 | 18-31 | SE | L.R. TOWN CENTER 1 | 6162 LAKE OSPREY DRIVE | BRADENTON | 153 | 43.7 | 4 | HDPE | 6 | 8 | PVC | 4 | C900 | 850 | MH, W.SIDE OF MARKET STREET | GV,@LIFT STATION | 230
LAKEWOOD TOWN CENTER 4 |  | 604 | N27.40283 W82.44814 | 19-36 | SE | L.R. TOWN CENTER 1 | 7540 TOWN CENTER PARKWAY | BRADENTON | 381 | 116.6 | 4 | HDPE | 6 | 8 | PVC | 6 | C900 | 6610 | 3RD.M.H. W. OF TOWN CENTER 1 L.S. | GV,@LIFT STATION | 460
LANDFILL RESTROOMS |  | 899 |  |  | SE | SEWWTP | 3333 LENA ROAD | BRADENTON | 30 | 25 | 2 | PVC | 4 | 6 | PVC | 2 | HDPE | 1169.3 | EXISTING MANHOLE @ LANDFILL | GV @ LIFT STATION VALVE BOX | 230
LANDFILL SCALEHOUSE | LENA ROAD LANDFILL | 650 | N27.47344 W82.45344 | 19-1 | SE | SEWWTP | 3035 LENA ROAD | BRADENTON | 31 | 72 | 2 | PVC | 4 | 8 | PVC | 2 | PVC | 630 | 16" FM TO SEWWTP | GV,@LIFT STATION & TERMINATION LOCATION | 230
LEGACY 10 |  | 660 | N27.39663 W82.41283 | 18-33 | SE | LAKEWOOD MASTER | 7955 LEGACY BLVD. | BRADENTON | 974 | 102 | 6 | PVC | 10 | 15 | PVC | 10 | C900 | 7590 | 12" F.M. @ LAKEWOOD RANCH BLVD. & MASTERS AVE. | GV,@LIFT STATION & TERMINATION LOCATION | 460
LEGACY 11 |  | 661 | N27.39363 W82.39864 | 18-33 | SE | LEGACY 10 | 8200 LORRAINE RD. | BRADENTON | 260 | 79 | 4 | C900 | 6 | 8 | PVC | 4 X 6 | C900 | 5020 | MH IN MEDIAN ON LEGACY BLVD. S. OF MASTERS AVE. | GV,@L.S., GV @ SE CORNER OF MASTERS AVE. & EAGLE WATCH WAY | 230
LEGACY 13 |  | 662 | N27.39060 W82.41570 | 18-32 | SE | LAKEWOOD RE-PUMP | 8425 LEGACY BLVD. | BRADENTON | 418 | 66 | 4 | C900 | 6 | 8 | PVC | 8 | C900 | 2400 | 12" FM, UNIV.PKWY 440' W. OF LEGACY BLVD. | GV,@LIFT STATION & TERMINATION LOCATION | 230
LENA ROAD INDUSTRIAL PARK |  | 615 | N27.47023 W82.45873 | 19-1 | SE | SEWWTP | 3222 81ST.CT.E. | BRADENTON | 295 | 83 | 4 | PVC | 6 | 8 | PVC | 4 | C900 | 690 | MANATEE PALMS 1 FM @ LENA RD. & LANDFILL RD. | GV,@LIFT STATION & TERMINATION LOCATION | 230
LEXINGTON 1 |  | 597 | N27.56463 W82.43824 | 4-9 | NE | N1-C | 5628 LEXINGTON DR. | PARRISH | 220 | 88.1 | 4 | HDPE | 8 | 8 | PVC | 6 | C900 | 1450 | TWIN RIVERS FM @ US301 | GV,@LIFT STATION & TERMINATION LOCATION | 230
LEXINGTON 2 |  | 817 | N27.56809 W82.43639 | 4-9 | NE | LEXINGTON 1 | 5914 LEXINGTON DR. | PARRISH | 90 | 18 | 4 | PVC | 6 | 8 | PVC | 4 | C900 | 420 | LEXINGTON 1 M.H. 5859 LEXINGTON DR. | PV,@ L.S.VALVE BOX | 230
LINCOLN ARMS |  | 127 | N27.45119 W82.57851 | 21-11 | SW | 31-A | 5030 14ST.W. | BRADENTON | 255 | 28 | 3 | PVC | 6X10 | 6 | VCP | 3 | PVC |  | SERVICE 73' S.OF MH @ 18ST.W. & 51AV.W. | NONE | 230
LINGER LODGE (#14) |  | 325 | N27.41473 W82.44857 | 19-25 | SE | BRADEN WOODS | 7030 85ST.CT.E, (LINGER LODGE RD.) | BRADENTON | 250 | 63 | 6 | HDPE | 8 | 10 | DIP | 6 | PVC | 6200 | BRADEN WOODS L.S. MANHOLE |  | 230
LOST CREEK |  | 607 | N27.44360 W82.43214 | 18-17 | SE | SEWWTP | 5575 LAKEWOOD RANCH BLVD. | BRADENTON | 214 | 93.3 | 4 | HDPE | 6 | 8 | PVC | 6 | C900 | 179 | LKWD.RCH. MLS F.M. IN LAKEWOOD RCH.BLVD. MEDIAN, WEST OF L.S. | PV,@LIFT STATION & TERMINATION LOCATION | 230
LYCHEE ACRES 1 |  | 370 | N27.46417 W82.49245 | 19-3 | SE | SEWWTP | 5412 40AV.E. | BRADENTON | 30 | 80 | 2 | PVC | 6 | 8 | PVC | 4 | C900 | 1078 | BASHAW SCHOOL FM @ MORGAN JOHNSON RD. | GV,@LIFT STATION & TERMINATION LOCATION | 230
LYCHEE ACRES 2 |  | 371 | N27.46277 W82.49193 | 19-3 | SE | SEWWTP | 5508 41AV.E. | BRADENTON | 30 | 80 | 2 | PVC | 6 | 8 | PVC | 2 | PVC | 961 | BASHAW SCHOOL FM @ MORGAN JOHNSON RD. | GV,@LIFT STATION & TERMINATION LOCATION | 230
LYCHEE ACRES 3 |  | 372 | N27.46208 W82.49077 | 19-3 | SE | SEWWTP | 5515 43AV.E. | BRADENTON | 30 | 80 | 2 | PVC | 6 | 8 | PVC | 2 | PVC | 564 | BASHAW SCHOOL FM @ MORGAN JOHNSON RD. | GV,@LIFT STATION & TERMINATION LOCATION | 230
M.C.U.O.D. |  | 117 | N27.46058 W82.62739 | 20-8 | SW | SWWWTP | 4508 66th.ST.W. | BRADENTON | 140 | 23 | 3 | PVC | 4 | 6 | CIP | 4 | PVC |  | DORAYE VILLAS F.M.,N.OF LAB | GV,@TERMINATION LOCATION | 230
MACARTHUR & MEADOWBROOK |  | 437 | N27.41177 W82.56270 | 20-25 | SW | 2-A | 506 MACARTHUR | BRADENTON | 180 | 25 | 4 | PVC | 6 | 12 | CIP | 6 | HDPE | 1975 | M.H.13006 @ INTERSECT CHEVY CHASE DR & WEEBURN ST | NONE | 230
MAGNOLIA POINT |  | 254 |  |  | SE | 40A | 4010 WHITFIELD AVE | BRADENTON | 117 | 59.7 | 4 | HDPE | 6 | 8 | PVC | 4 | PVC | 2141 | 10" FM ON PROSPECT JUST SOUTH OF WHITFIELD AVE | GV,@LIFT STATION,SOUTHSIDE OF WHITFOELD AVE 16' FROM BOC AND 393' WEST OF TUTTLE, 50' SOUTH OF WHITFIELD IN SOUTH BOUND LANE OF PROSPECT | 230
MAGNOLIA RIDGE |  | 275 | N27.25472 W82.29294 |  | SE | MOTE RANCH 2 ? | 5740 MAGNOLIA RIDGE PLACE | BRADENTON | 38 | 59 | 2 | PVC | 5 | 8 | PVC | 2 | PVC | 285 | 2" VALVE 48' WEST OF C/L MAGNOLIA RIDGE PL & 50' SOUTH OF C/L HONORE AVE | GV @L.S. & TERMINATION LOCATION | 230
MALLORY PARK |  | 287 | N27.28128 W82.25270 |  | SE | POPE ROAD MASTER | 3325 CRANSTON WAY | BRADENTON | 390 | 70.8 | 6 | HDPE | 8 | 8 | PVC | 6 | PVC | 2140 | NW CORNER @ INTERSECT OF MALLORY PK AVE & WOOD FERN TRL | GV @L.S. W. OF SEABROOK AVE & MALLORY PK AVE | 230
MANASOTA INDUSTRIAL PARK |  | 318 | N27.46191 W82.54247 | 19-7 | SE | SAMOSET 1 | 4414 18TH ST. E. | BRADENTON | 200 | 23 | 4 | C900 | 6 | 10 | PVC | 6 | PVC | 2500 | M.H., 3721 19TH.ST.CT.E. | GV,@ L.S.VALVE BOX | 230
MANATEE COUNTY GOLF COURSE |  | 261 | N27.44812 W82.62252 | 20-8 | SW | SWWWTP | 6415 53AV. W. | BRADENTON |  |  | 1.5 | PVC |  |  |  | 3 | PVC | 2300 | PARK & REC. MAINTENANCE BLDG. | GV,@ L.S. | 230
MANATEE COUNTY JAIL |  | 565 | N27.64197 W82.53783 | 5-3 | NE | N1-H | 14470 HARLEE RD. | PALMETTO | 200 | 54 | 4 | C900 | 6 | 10 | PVC | 6 | PVC | 9456 | PORT MAN.STOCKADE F.M. @ PAT GLASS BLVD. & HARLEE RD. | GV.,@ LS & TERMINATION LOCATION | 460
MANATEE OAKS |  | 474 | N27.45502 W82.51943 | 19-8 | SE | PET MILK | 4702 34th.CT.E. | ONECO | 210 | 64 | 4 | DIP | 8 | 8 | PVC | 6 | PVC | 1300 | M.H., 31ST.CT.E.& 48AV.DR.E. | GV,@ L.S. | 230
MANATEE PALMS 1 |  | 313 | N27.49643 W82.48139 | 10-26 | SE | SEWWTP | 115 KAY ROAD | BRADENTON | 700 | 130 | 10 | HDPE | 10 X 14 | 18 | PVC | 12 | PVC | 650 | S.E.W.W.T.P. | GV,@LIFT STATION | 480
MANATEE PALMS 2 |  | 312 | N27.49828 W82.48076 | 10-26 | SE | MANATEE PALMS 1 | 303 64ST.N.E. | BRADENTON | 170 | 34 | 4 | C900 | 6 | 8 | PVC | 4 | PVC | 320 | M.H.,203 64ST.N.E., N.W. CORNER | NONE | 230
MANATEE WOODS | SERENDIPITY….. MIRA LAGOS | 319 | N27.46940 W82.56079 | 20-1 | SW | 13-A | 3600 3ST.E. | BRADENTON | 133 | 20.2 | 4 | DIP | 8 | 10 | PVC | 8 | PVC | 3000 | M.H., 37AV.DR.E.& 9 ST.E. | GV,@LIFT STATION | 230
MANDALAY |  | 648 | N27.43190 W82.50446 | 19-21 | SE | SEWWTP | 4509 62ND.AV.E. | BRADENTON | 151 | 154 | 4 | HDPE | 6 | 8 | PVC | 4 | C900 | 2879 | 41A FM @ LOCKWOOD RDGE.RD. & 62ST.N.E. | PV,@LIFT STATION & TERMINATION LOCATION | 460
MARINE RESCUE |  | 75 | N27.44927 W82.69002 | 21-10 | SW | #1 | 2651 GULF DR. S. | BRADENTON BEACH | 15 | 105 | 1.5 | PVC | 4 | 6 | PVC | 1.5 | PVC | 719 | COQUINA BEACH 4 F.M. | PV,@LIFT STATION & TERMINATION LOCATION | 230
MARINELAND |  | 331 | N27.42505 W82.47478 | 19-23 | SE | BRADEN RIVER | 6729 65TH AVE. E. | BRADENTON | 110 | 60 | 4 | HDPE | 8 | 10 | PVC | 4 | PVC |  | MH AT BRADEN RIVER LS |  | 230
MCKINLEY OAKS | MULHOLLAND PRESERVE | 827 | N27.53651 W82.41129 | 11-2 | NE | N1-C | 2605 130TH.AVE.E. | PARRISH | 80 | 173 | 4 | PVC | 6 | 8 | PVC | 4 | C900 | 3500 | S.W.CORNER MULHOLLAND RD. & 124TH.AVE.E. | PV,@LIFT STATION & TERMINATION LOCATION | 230
MEADOWBROOK ESTATES |  | 590 | N27.56765 W82.53059 | 5-9 | NE | N1-B | 6013 33RD.DR.E. | PALMETTO | 100 | 42 | 4 | PVC | 6 | 8 | PVC | 4 | C900 | 2310 | MH, 28th.AV.E. (JACKSON RD.) & 61st.ST.E. (PALM VIEW RD.) | GV,@LIFT STATION | 230
MEDOR SUB-DIVISION |  | 471 | N27.43681 W82.55556 | 20-13 | SW | 13-A | 5824 8ST.CT.E. | BRADENTON | 115 | 8 | 4 | DIP | 6 | 8 | PVC | 4 | PVC | 85 | M.H., 85' W.OF L.S., E.END OF 59AV.E., E. OF 5 ST.E. | GV,@LIFT STATION | 230
MEMPHIS ROAD |  | 534 | N27.52835 W82.54632 | 10-18 | NE | TIDE VUE 4 | 1721 17ST.E. | PALMETTO | 775 | 28 | 8 | S.S | 12 | 18 | DIP | 12 | PVC | 3798 | M.H.@ 17th.ST.E. & 28th.AV.E. | GV,@L.S., PV.17ST.E.,170' W. OF 24AV.E. | 230
MILL CREEK 1 |  | 350 | N27.48956 W82.40096 | 11-8 | SE | MISSIONARY VILLAGE | 711 MILL RUN E. | BRADENTON | 788 | 37 | 6 | HDPE | 8 | 10 | PVC | 8X12 | PVC | 9050 | M.H. @ MISSIONARY VILLAGE L.S. | GV,@LIFT STATION | 230
MILL CREEK 2 |  | 358 | N27.49787 W82.40509 | 11-5 | SE | MILL CREEK 1 | 13407 2AV.N.E. | BRADENTON | 95 | 38 | 4 | C900 | 6 | 10 | PVC | 6 | PVC | 8100 | MILL CREEK I M.H. @ 201 131ST.E. | GV,@LIFT STATION | 230
MILL CREEK 3 |  | 373 | N27.50633 W82.40433 | 11-5 | SE | MILL CREEK 1 | 13501 5TH AVE. N. E. | BRADENTON | 100 | 46 | 4 | C900 | 6 | 8 | PVC | 4 | C900 | 1510 | MILL CREEK #4 F.M. | GV,@TERMINATION LOCATION | 230
MILL CREEK 4 |  | 374 | N27.51223 W82.40540 | 11-5 | SE | MILL CREEK 1 | 811 137TH ST. N. E. | BRADENTON | 467 | 112 | 6 | C900 | 8 | 8 | PVC | 6 | C900 | 3591 | MILL CREEK #2 F.M. | GV,@TERMINATION LOCATION | 460
MILL CREEK 5 |  | 395 | N27.48326 W82.40351 | 11-8 | SE | MISSIONARY VILLAGE | 1781 RYE ROAD E. | BRADENTON | 81 | 84.1 | 4 | C900 | 6 | 8 | PVC | 4 | C900 | 240 | MILL CREEK 1 F.M. | GV,@LIFT STATION & TERMINATION LOCATION | 230
MILL CREEK 6 |  | 642 | N27.48050 W82.39816 | 11-8 | SE | MISSIONARY VILLAGE | 14310 18TH.PL.E. | BRADENTON | 112 | 80 | 4 | PVC | 6 | 8 | PVC | 6 | C900 | 3055 | MILL CREEK 1 F.M. | GV,@LIFT STATION & TERMINATION LOCATION | 230
MILL CREEK 7 |  | 658 | N27.48334 W82.38923 | 11-8 | SE | MILL CREEK 6 | 15101 17th.AVE.E. | BRADENTON | 90 | 28 | 4 | C900 | 6 | 8 | PVC | 4 | C900 | 2500 | MH, Mill CREEK 6 | GV,@LIFT STATION | 230
MILLS ELEMENTARY SCHOOL |  | 801 | N27.57429 W82.48954 | 5-8 | NE | NEWWTP | 7200 69th.ST.E. | PALMETTO | 100 | 44.8 | 4 | PVC | 6 | 8 | PVC | 4 | C900 | 80 | N1B FM @ ENTRANCE | GV,@LIFT STATION AND TERMINATION LOCATION | 230
MIRAMAR |  | 653 | N27.38933 W82.39845 | 18-34 | SE | CDD 2 | 8350 LORRAINE RD. | BRADENTON | 64 | 33 | 2 | PVC | 4 | 8 | PVC | 2 | PVC | 277 | MH#9, STA 19+74.37 | PV,@LIFT STATION | 230
MIRROR LAKE |  | 107 | N27.43835 W82.59573 | 20-16 | SW | SWWWTP | 5900 34ST. | BRADENTON | 75 | 78 | 4 | HDPE | 6 | 8 | PVC | 4 | PVC | 50 | 12-A,F.M.34ST.W.@ ENTRANCE | GV,@TERMINATION LOCATION | 230
MISSIONARY VILLAGE |  | 329 | N27.48763 W82.42540 | 11-9 | SE | SEWWTP | 1201 117 ST.E. | BRADENTON | 930 | 101 | 8 | HDPE | 8 | 10 | DIP | 6 | PVC | 4400 | UPPER MAN.RIV.RD. F.M. @ SR64 AND UPPER MAN.RIV.RD. | GV,@LIFT STATION | 460
MORTON VILLAGE |  | 110 | N27.44384 W82.59637 | 20-16 | SW | SWWWTP | 5400 34TH ST. W. | BRADENTON | 125 | 76 | 4 | CIP | 6 | 8 | CIP | 4 | PVC | 500 | 12-A F.M.,34ST.W.@ ENTR. | GV,@TERMINATION LOCATION | 230
MOTE RANCH 1 |  | 478 | N27.41575 W82.48531 | 19-27 | SE | 41-A | 5850 CARRIAGE DR. | BRADENTON | 423 | 115 | 6 | HDPE | 8 | 10 | DIP | 6 | PVC | 2750 | P.A.#3 F.M., @ WHITFIELD AVE. ENTRANCE | GV,@LIFT STATION & TERMINATION LOCATION | 460
MOTE RANCH 2 |  | 367 | N27.41992 W82.48241 | 19-22 | SE | MOTE RANCH 1 | 6775 HONORE AVE. | BRADENTON | 167 | 61 | 4 | C900 | 6 | 10 | C900 | 4 | C900 | 3010 | MH S.OF MOTE RANCH #1, OLD FARM ROAD | GV,@LIFT STATION | 230
MOTE RANCH 3 |  | 398 | N27.41741 W82.47587 | 19-26 | SE | MOTE RANCH 1 | 6611 HONORE AVE. | BRADENTON | 128 | 110 | 4 | C900 | 6 | 8 | PVC | 4 | PVC | 1350 | M.R.#2 F.M. @ HONORE AV. & OLD FARM RD., SE CORNER | GV,@LIFT STATION & TERMINATION LOCATION | 230
N10A |  | 540 | N27.52256 W82.52749 | 10-17 | NE | TIDE VUE 4 | 1024 CHURCH ST. | ELLENTON | 35 | 58 | 1.5 | SS | 4 | 8 | PVC | 1.5 | PVC | 875 | RIVERVIEW PLAN.PLAZA F.M., CHURCH ST. & PATTON AVE. |  | 230
N1B MASTER |  | 549 | N27.57579 W82.53485 | 5-9 | NE | NEWWTP | 2887 69 ST.E. | PALMETTO | 1400 | 223 | 16 | DIP | (2)17.5X 15.75 | 30 | DIP | 16 | PVC | 18675 | T.V.#4 FM, ERIE RD. ENTRANCE TO NEWWTP | ARV's & PV's ALONG ERIE RD. | 480
N1C |  | 546 | N27.54721 W82.47760 | 10-2 | NE | NEWWTP | 3800 ERIE RD. | ELLENTON | 1460 | 58.3 | 8 | HDPE | 12 | 30 | DIP | 8 | C900 | 80 | T.V.#4 FM, ERIE RD. ENTRANCE TO L.S. | GV,@LIFT STATION & TERMINATION LOCATION | 480
N1E |  | 561 | N27.53071 W82.50312 | 10-9 | NE | NEWWTP | 6100 18ST.E. | ELLENTON | 150 | 120 | 4 | HDPE | 8 | 8 | DIP | 4 | PVC | 650 | T.V.#4 FM, 19ST. WEST OF 60AV.E. | GV,@LIFT STATION & TERMINATION LOCATION | 230
N1H |  | 513 | N27.61559 W82.53891 | 5-4 | NE | N1-B | 11220 US41 NORTH | PALMETTO | 500 | 65.8 | 8 | HDPE | 12 | 18 | PVC | 12 | PVC | 12200 | MH, US41 & ERIE RD. | GV,@LIFT STATION | 230
N2B |  | 548 | N27.55612 W82.56616 | 9-2 | NE | N1-B | 326 47ST.W. | PALMETTO | 1000 | 90 | 10 | HDPE | 12 | 30 | DIP | 12 | PVC | 11570 | MH.@ US41 & PALM VIEW RD. | PV US41 & BAYSHORE RD., BAYSHORE & PALM VIEW | 480
N3A |  | 535 | N27.51616 W82.53565 | 10-18 | NE | PLANTATION BAY | 343 HIGHLAND SHORES DR. | ELLENTON | 97 | 49.2 | 4 | HDPE | 6 | 8 | PVC | 4 | PVC | 2397 | PLANTATION BAY M.H. @ 2518 5CT.E. | GV,@LIFT STATION | 230
N3B |  | 544 | N27.56607 W82.56449 | 6-36 | NE | N1-B | 100 58ST.E. | PALMETTO | 450 | 120 | 6 | HDPE | 8 | 12 |  | 6 | PVC | 3300 | N2-B FM, BAYSHORE RD. & PALM VIEW RD. | GV,@LIFT STATION; PV @ TERMINATION LOCATION | 480
N4A |  | 536 | N27.51792 W82.52834 | 10-17 | NE | TIDE VUE 4 | 630 LEFFINGWELL AVE. | ELLENTON | 187 | 64 | 4 | HDPE | 6 | 8 | PVC | 4 | PVC | 919 | PLAN.BAY F.M., LEFFINGWELL & CEDAR | GV,@L.S.,GV. & ARV. @ TERMINATION LOCATION | 230
N4B |  | 550 | N27.57835 W82.55187 | 6-25 | NE | N1-B | 1211 72ST.E. | PALMETTO | 1080 | 60 | 8 | HDPE | 10 | 18 | DIP | 10 | PVC | 4300 | MH. @ 69ST.E. & US41 | GV,@LIFT STATION | 480
N4E |  | 551 | N27.52674 W82.51176 | 10-16 | NE | NEWWTP | 5103 19ST.E. | ELLENTON | 75 | 135 | 2 | PVC | 6 | 8 | DIP | 3 | PVC | 1110 | T.V.#4 FM, EAST SIDE OF 5305 19ST.E. | GV,@LIFT STATION, GV.N.SIDE 5309 19ST.E. | 230
N5A |  | 537 | N27.51809 W82.51874 | 10-17 | NE | TIDE VUE 4 | 619 45AV.E. | ELLENTON | 124 | 75 | 4 | HDPE | 6 | 8 | PVC | 4 | PVC | 2702 | PLAN.BAY F.M., MOTOR AV. & CEDAR ST. | GV,@LIFT STATION & TERMINATION LOCATION | 230
N5B |  | 552 | N27.59306 W82.54299 | 5-4 | NE | N4-B | 8818 BAYSHORE RD. | PALMETTO | 600 | 42 | 6 | PVC | 8 | 12 | DIP | 8 | PVC | 7795 | N4B M.H.@ 7400 BAYSHORE RD. | GV,@LIFT STATION | 230
N6A |  | 538 | N27.52053 W82.51506 | 10-16 | NE | N5-A | 901 NANCY GAMBLE LANE | ELLENTON | 75 | 90 | 1.5 | PVC | 4 | 8 | DIP | 1.5 | PVC | 1830 | M.H.@ 4705 US 301 W. OF GAMBLE CT. | GV,@LIFT STATION | 230
N6B |  | 553 | N27.54328 W82.57215 | 9-11 | NE | N2-B | 755 33ST.W. | PALMETTO | 430 | 91 | 4 | PVC | 8 | 12 | DIP | 6 | PVC | 6811 | M.H.@ 3313 5AV.W., BAYOU ESTATES | GV @LS, 33ST & 5AV, 5 AV"S"CURVE, 43ST & 5AV | 230
N7A |  | 554 | N27.53972 W82.54827 | 9-12 | NE | MEMPHIS ROAD | 2889 16th.AV.E. | PALMETTO | 315 | 53 | 4 | HDPE | 6 | 18 | DIP | 6 | PVC | 4040 | M.H.@ CANAL RD. & 21ST.E. | GV, L.S., 26ST.& 16AV.E., 21ST. & 16AV.E. | 480
N8A |  | 539 | N27.52193 W82.53255 | 10-18 | NE | N10-A | 1002 MARK AV. | ELLENTON | 43 | 52.8 | 1.5 | PVC | 4 | 8 | PVC | 1.5 | PVC |  | RIVERVIEW PLAN.PLAZA L.S. |  | 230
N8B |  | 543 | N27.54874 W82.55699 | 9-1 | NE | N2-B | 701 39ST.E. (MENDOZA RD.) | PALMETTO | 865 | 78 | 6 | HDPE | 12 | 18 | PVC | 8 | PVC | 2980 | M.H.@ U.S.41 & 43ST.E. | GV,@LIFT STATION | 480
N9A |  | 555 | N27.53588 W82.56002 | 9-12 | NE | MEMPHIS ROAD | 450 25ST.E. | PALMETTO | 240 | 20 | 4 | DIP | 6 | 10 | DIP | 6 | PVC | 1650 | M.H.@ 7AV.E.& 27ST.E. | GV,@LIFT STATION | 230
NEW 301 IND.PARK |  | 344 | N27.39674 W82.53214 | 19-31 | SE | 3-A | 8029 25 ST.CT.E.(US 301) | BRADENTON | 32 | 132 | 2 | PVC | 4 | 8 | PVC | 2 | PVC | 4122 | M.H.@ 3-A LIFT STATION | GV,@LIFT STATION | 230
NORTH COUNTY MAINT. BLDG |  | 860 | N27.34513 W82.29003 |  | NE | NEWWTP | 5800 69TH ST. E. | PALMETTO | 50 | 40 | 2 | PVC | 4 | 6 | PVC | 2 | HDPE | 140.3 | EXISTING MANHOLE IN NEWWTP | GV @LIFT STATION | 230
NORTH OAKS |  | 599 | N27.59907 W82.53630 | 5-4 | NE | N1-B | 9406 27TH.AVE.E. | PALMETTO | 135 | 85.2 | 4 | PVC | 5 | 8 | DI | 4 | C900 | 1900 | N1H F.M.@ MOCCASIN WALLOW RD. & US 41, N.E. CORNER | GV,@LIFT STATION & TERMINATION LOCATION | 230
NORTH ORANGE |  | 579 | N27.53556 W82.54762 | 10-7 | NE | MEMPHIS ROAD | 1615 24TH ST. E. | PALMETTO | 100 | 22 | 4 | C900 | 5 | 8 | PVC | 4 | C900 | 1550 | N7-A F.M.@ CANAL RD. & 187 FT.S. OF 24ST.E. | GV,@LIFT STATION & W. OF CANAL RD. | 230
NORTH RIVER ESTATES |  | 807 | N27.54556 W82.49261 | 10-3 | NE | NEWWTP | 7050 35th.ST.E. | ELLENTON | 175 | 136 | 4 | PVC | 6 | 8 | PVC | 4 | C 900 | 1400 | 8" F.M. @ VICTORY RD. & 71 PL.E. | PV,@LIFT STATION & TERMINATION LOCATION | 460
NORTHWOOD PARK |  | 802 | N27.57784 W82.52001 | 5-9 | NE | NEWWTP | 4264 70th.ST.CIR.E. | PALMETTO | 100 | 90 | 4 | PVC | 6 | 8 | PVC | 4 | C900 | 1550 | N1B FORCEMAIN, ERIE RD. & 43AVE.E. | PV,@LIFT STATION & TERMINATION LOCATION | 230
NSK1 |  | 505 | N27.58501 W82.61462 | 6-2 | NE | NSK-2 | 7900 U.S.19 NORTH | PALMETTO | 70 | 116 | 2 | PVC | 8 | 8 | PVC | 4 | PVC |  | NSK-2 LIFT STATION | GV,@LIFT STATION | 230
NSK2 |  | 562 | N27.57945 W82.57219 | 6-26 | NE | N4-B | 410 TERRA CEIA RD. | TERRA CEIA | 210 | 49 | 4 | C900 | 6 | 8 | PVC | 6 | PVC | 8200 | M.H. BISHOP HARBOR RD. & BAYSHORE RD. |  | 230
OAK CREEK |  | 568 | N27.54684 W82.50404 | 10-4 | NE | COLONY COVE 8 | 5910 37ST.E. | ELLENTON | 170 | 18.5 | 4 | C900 | 6 |  |  | 4 | PVC |  | M.H.@ COLONY COVE 8 L.S. |  | 230
OAK TERRACE |  | 473 | N27.44039 W82.52147 | 19-17 | SE | PET MILK | 3300 56th. TERRACE E. | BRADENTON | 456 | 26 | 6 | HDPE | 8 | 12 | DIP | 8 | PVC | 2250 | M.H. 60' E. OF PET MILK LIFT STATION |  | 230
OAKLEAF HAMMOCK 1 |  | 809 | N27.54981 W82.49119 | 10-3 | NE | NEWWTP | 3924 70 AVE.E. | ELLENTON | 125 | 123 | 4 | PVC | 6 | 8 | PVC | 4 | C900 | 1400 | COVERED BRIDGE F.M. @ MENDOZA RD. & 70TH.AVE.E. | PV,@LIFT STATION & TERMINATION LOCATION | 460
OAKLEAF HAMMOCK 2 |  | 841 | N27.55813 W82.49042 | 10-3 | NE | THOUSAND OAKS | 4922 72 TERRACE E. | ELLENTON | 236 | 34 | 6 | PVC | 8 | 8 | PVC | 6 | C900 | 2617 | M.H. 7803 55TH. ST. E. (THOUSAND OAKS) | PV @ LS, STAT.68+18, STAT.90+23. | 230
OAKLEAF HAMMOCK 3 |  | 853 | N27.33601 W82.29843 |  | NE | OAKLEAF HAMMOCK 2 | 5106 65TH TERRACE E. | ELLENTON | 101 | 23.8 | 4 | HDPE | 6 | 8 | PVC | 4 | PVC | 400 | M.H. @ INTERSECTION OF 65TH TER. 3. & 49TH CT. E. | GV, @ LIFT STATION | 230
OAKVIEW |  | 810 | N27.53771 W82.53558 | 10-7 | NE | TV4 | 2625 28TH.AV.E. | ELLENTON | 348 | 51 | 4 | PVC | 8 | 8 | PVC | 6 | C900 | 3421 | M.H. 17TH.ST.E. & 28TH.AV.E. | PV,@L.S., E. SIDE OF ENTRANCE @ 21ST.CT.E. | 230
OAKWOOD ESTATES |  | 508 | N27.53383 W82.55543 | 9-12 | NE | MEMPHIS ROAD | 2260 9AV.E. | PALMETTO | 110 | 52.5 | 4 | C900 | 6 | 8 | PVC | 4 | PVC | #N/A | N7A FM.@ CANAL RD. & 28ST.CT.E., N.W.CORNER | GV,@LIFT STATION & TERMINATION LOCATION | 230
OAKWOOD VILLAS |  | 160 | N27.45278 W82.58972 | 20-10 | SW | 27-A | 5048 LIVE OAK CIRCLE | BRADENTON |  |  | 3 | PVC | 4 |  |  | 6 |  | 736 | M.H. IN FRONT OF BRADEN LAKES L.S. | GV,@LIFT STATION | 230
OLD MILL PRESERVE | JACKLYN OAKS | 835 | N27.56796 W82.49345 | 5-8 | NE | NEWWTP | 61ST.E. | PALMETTO | 275 | 88 | 6 | PVC | 8 | 8 | PVC | 6 | C900 | 2806 | N1B F.M. @ OLD MILL DR. & 69ST.E. | PV,@LIFT STATION & TERMINATION LOCATION | 230
OLD TAMPA ESTATES |  | 812 | N27.53915 W82.47111 | 10-11 | NE | FOX CHASE | 2809 91AVE.E. | ELLENTON | 100 | 13.6 | 4 | PVC | 6 | 8 | PVC | 4 | C900 | 354 | MH ON 29TH.ST.E. | PV,@LIFT STATION, ARV @ NE CORNER OF LOT 21 | 230
OMEGA 10 |  | 578 | N27.63802 W82.53976 | 5-3 | NE | N1-H | 14494 PAT GLASS BLVD. | PALMETTO | 125 | 58 | 4 | HDPE | 5 | 8 | PVC | 4 | PVC | 219 | PORT MAN.STOCKADE F.M., PAT GLASS BLVD. | GV,@LIFT STATION & TERMINATION LOCATION | 208
PALM AIRE 1 |  | 441 | N27.24290 W82.30117 | 19-28 | SE | PALM AIRE 3 | 4722 TOURNAMENT BLVD. | BRADENTON | 47 | 30 | 3 | PVC | 4 | 6 |  | 4 | CIP |  | PA2 M.H., 4910 PALM AIRE DR. | NONE | 230
PALM AIRE 10 |  | 450 | N27.42099 W82.48994 | 19-22 | SE | 41-A | 5670 COUNTRY LAKES DR. | BRADENTON | 100 | 28 | 4 | HDPE | 6 |  |  | 4 | PVC |  | 41A MH, 5629 COUNTRY LAKES DR. | GV,@ L.S. | 230
PALM AIRE 2 |  | 442 | N27.39934 W82.49321 | 19-34 | SE | PALM AIRE 3 | 5215 PALM AIRE DR. | BRADENTON | 162 | 12 | 3 | PVC | 4 | 8 | VCP | 4 | CIP | 5 | M.H.@ 5220 PALM AIRE DR. | NONE | 230
PALM AIRE 3 |  | 443 | N27.39442 W82.48690 | 19-34 | SE | 41-A | 7583 WHITFIELD AV. | BRADENTON | 1000 | 31 | 6 | PVC | 8 | 10 | DIP | 8 | PVC |  | P.A.#5 F.M., WHITFIELD AV.& COUNTRY CLUB WAY | GV,@LIFT STATION & TERMINATION LOCATION | 230
PALM AIRE 4 |  | 444 | N27.24272 W82.29486 | 19-34 | SE | PALM AIRE 3 | 5500 COUNTRY CLUB WAY | BRADENTON | 100 | 28 | 4 | HDPE | 6 | 8 | PVC | 4 | PVC | 1368 | MH, PALM AIRE LANE S. OF COUNTRY CLUB WAY | NONE | 230
PALM AIRE 5 |  | 459 | N27.40057 W82.48128 | 19-27 | SE | 41-A | 6200 COUNTRY CLUB WAY | BRADENTON | 950 | 36 | 10 | PVC | 10X12 | 12 | PVC | 12 | PVC |  | M.H.,E. OF 41-A L.S. | GV,@ L.S. | 460
PALM AIRE 6 |  | 446 | N27.41426 W82.49647 | 19-27 | SE | 41-A | 7172 W.CNTRY.CLUB WAY | BRADENTON | 150 | 40 | 3 | PVC | 4 | 8 | VCP | 6 | PVC |  | MH, 7078 W.COUNTRY CLUB DR.N. | NONE | 230
PALM AIRE 7 |  | 448 | N27.40188 W82.49544 | 19-34 | SE | PALM AIRE 8 | 5217 INVERNESS DR. | BRADENTON | 210 | 19 | 3 | PVC | 4 | 8 | VCP | 4 | PVC |  | M.H., 5226 INVERNESS DR. | GV,@ L.S. | 230
PALM AIRE 8 |  | 447 | N27.40133 W82.49218 | 19-34 | SE | PALM AIRE 3 | 5421 INVERNESS DR. | BRADENTON | 150 | 26 | 3 | PVC | 4 | 8 | VCP | 4 | PVC |  | MH. ON GOLF COURSE BEHIND 5313 PALM AIRE DR. | GV,@ L.S. | 230
PALM AIRE 9 |  | 449 | N27.24682 W82.29358 | 19-27 | SE | 41-A | 8400 WHIT.AV.EXT. | BRADENTON | 258 | 24 | 4 | PVC | 6 |  |  | 6 | PVC |  | P.A.5 FM, W.SIDE OF WHITFIELD AV.,E.OF LS |  | 230
PALM AIRE COMMERCIAL CENTER |  | 466 | N27.23417 W82.29216 | 19-34 | SE | THE GARDENS @ P.A. | 4921 WHITFIELD AV. | BRADENTON | 138 | 13.7 | 4 | PVC | 6 | 6 | DIP | 4 | PVC | 495 | M.H.@ THE GARDEN'S @ PALM AIRE L.S. | NONE | 230
PALM COURT |  | 145 | N27.42986 W82.60939 | 20-21 | SW | EL CONQUISTADOR 1 | 4808 EL CONQ. PKY | BRADENTON | 700 | 43.7 | 4 | DIP | 8 | 8 | PVC | 6 | PVC | 405 | M.H.,EAST OF L.S. IN EL.CONQ.PKWY. MEDIAN | GV,@L.S. | 230
PALM LAKES |  | 414 | N27.44715 W82.55562 | 20-13 | SW | 13-A | 808 53AV.E.,LOT 26,A St. | BRADENTON | 115 | 32.2 | 3 | PVC | 4 |  |  | 6 | PVC | 1050 | M.H.@ 53AV.E. & 9 ST.E. | NONE | 230
PALMA SOLA BALL PARK |  | 257 | N27.46637 W82.64213 | 20-6 | SW | 1-M | 4000 80ST.W. | BRADENTON | 35 | 22 | 2 | PVC | 4 | 6 | PVC | 2 | PVC |  | M.H.@ 4008 79ST.W. | GV,@L.S. | 230
PALMA SOLA CAUSEWAY | PALMA SOLA REC.PARK | 209 | N27.49656 W82.65634 | 8-25 | SW | FLAMINGO CAY | 9000 MAN.AV.W. | BRADENTON | 108 | 12 | 3 | PVC | 4 | 4 | CIP | 4 | PVC |  | M.H., 15 FT. EAST OF FLAMINGO CAY L.S. | NONE | 230
PALMA SOLA WOODS 1 |  | 214 | N27.48239 W82.63681 | 9-31 | SW | 19-D | 2002 75TH ST. W. | BRADENTON | 20 | 76 | 2 | PVC | 4 | 6 | PVC | 2 | PVC |  | MH, 2015 75ST.W. |  | 230
PALMA SOLA WOODS 2 |  | 215 | N27.48358 W82.63824 | 9-31 | SW | PALMA SOLA WDS. 1 | 1824 76TH ST. W. | BRADENTON | 26 | 17.5 | 2 | PVC | 4 | 8 | VCP | 2 | PVC | 760 | M.H.,75ST.W.& 19AV.DR.W. |  | 230
PALMA VISTA | SAND LAKES | 201 | N27.46655 W82.64542 | 20-6 | SW | 1-M | 4100 PALMA SOLA BLVD. | BRADENTON | 100 | 33.1 | 4 | C900 | 6 | 8 | PVC | 4 | PVC | 30 | F.M.,19-D @ SAND LAKES L.S. | NONE | 230
PALMETTO ESTATES |  | 823 | N27.53547 W82.55188 | 9-12 | NE | MEMPHIS ROAD | 1209 24TH.ST.E. | PALMETTO | 240 | 58 | 4 | PVC | 6 | 8 | PVC | 6 | C900 | 1340 | N7-A F.M.@ CANAL RD. & N.E. CORNER OF PALMETTO ESTS. | PV @ L.S. & TERMINATION | 230
PALMS CENTER |  | 322 | N27.46685 W82.54861 | 20-1 | SW | 13-A | 1324 37TH AVE. E. | BRADENTON | 100 | 42 | 4 | C900 | 6 | 8 | PVC | 4 | PVC | 100 | SAMOSET 1 F.M.,37AV.E.,N.OF L.S. | GV,@L.S. | 230
PARC IMPERIAL |  | 577 | N27.59020 W82.49548 | 5-5 | NE | FAIRWAY IMPERIAL | 6150 BOBBY JONES RD. | PALMETTO | 150 | 40 | 4 | PVC | 6 | 6 | PVC | 4 | PVC | 2400 | M.H.@ 6255 BOBBY JONES CT. |  | 230
PARK & REC. MAINTENANCE BLDG. |  | 144 | N27.45284 W82.61965 | 20-8 | SW | SWWWTP | 5161 65th.ST.W. | BRADENTON | 50 | 25 | 3 | PVC | 3 | 4 | PVC | 3 | PVC | 3000 | S.W.R.T.P. |  | 230
PARK ACRES |  | 417 | N27.45689 W82.56847 | 20-11 | SW | 26-A | 4802 PARK CIR.(6ST.W.) | BRADENTON | 120 | 28.1 | 4 | PVC | 5 | 8 | VCP | 4 | PVC | 843 | M.H.,@ 26-A LIFT STATION |  | 230
PARKCREST LANDINGS |  | 864 | N27.29736 W82.29502 |  | SE |  | 5505 1ST AVE EAST | BRADENTON | 210 | 77 | 4 | HDPE | 6 | 8 | PVC | 4 | DR18 | 1174 | RIVERDALE 1 F.M. | GV, @ L.S. & @ POINT OF CONNECTION | 230
PARKLAND CENTER |  | 461 | N27.42759 W82.53266 | 19-19 | SE | 40-A | 6491 PARKLAND DR. | BRADENTON | 100 | 69 | 4 | C900 | 6 | 8 | VCP | 4 | PVC | 1680 | STATE CORRECT.INST. F.M. @ 63AV.E. & PARKLAND DR. | GV,@TERMINATION LOCATION | 230
PARKWOOD LAKES |  | 566 | N27.53802 W82.47471 | 10-11 | NE | FOX CHASE | 2700 88AV.E. | PARRISH | 150 | 40 | 4 | C900 | 6 |  |  | 6 | PVC | 3800 | FOX CHASE M.H.@ 3305 92AV.E. |  | 230
PEARCE BUSINESS CENTER |  | 253 | N27.24912 W8231301 |  | SE | 40A | 7055 33RD ST E | BRADENTON | 189 | 45.2 | 4 | PVC | 6 | 8 | PVC | 4 | PVC | 1095 | MANHOLE @ 33RD ST E AND WHITFIELD AVE | GV,@ L.S. & WHITFIELD R.O.W. | 230
PERICO ISLAND |  | 207 | N27.49658 W82.67042 | 8-26 | SW | 15-D | 407 107th.Ct.W. | BRADENTON | 165 | 48 | 4 | HDPE | 6 | 8 | DIP | 6 | PVC | 2750 | FLAMINGO CAY F.M.,MAN.AV.& 102ST.W. |  | 230
PERIDIA 1 |  | 476 | N27.45175 W82.51090 | 19-9 | SE | GARDEN LAKES | 5050 PERIDIA BLVD.E. | BRADENTON | 700 | 44 | 8 | HDPE | 8 | 12 | PVC | 10 | PVC | 3263 | 1ST.M.H. SOUTH OF SR70 ON 37ST.E., S.E.CORNER |  | 230
PERIDIA 2 |  | 489 | N27.45646 W82.50702 | 19-9 | SE | PERIDIA 1 | 4808 PERIDIA BLVD.E. | BRADENTON | 240 | 25.3 | 6 | HDPE | 6 | 10 | PVC | 6 | PVC |  | MH, 4902 PERIDIA BLVD.E. |  | 230
PESCARA LAKES |  | 409 | N27.43806 W82.55870 | 20-14 | SW | 13-A | 500 58AV.DR.W. | BRADENTON | 200 | 20 | 3 | PVC | 5 | 12 | VCP | 6 | PVC | 3450 | MH.@ E.ENTRANCE OF SWAN LAKE MHP & 57AV. |  | 230
PINEHURST |  | 456 | N27.40936 W82.49959 | 19-28 | SE | 41-A | 4924 LINSEY CT. | BRADENTON | 200 | 63 | 4 | DIP | 6 | 8 | DIP | 6 | PVC | 6800 | COUNTRY OAKS F.M., 65FT.N. OF DRIVEWAY @ 7310 LOCKWOOD RDGE.RD. |  | 230
PINEWOOD VILLAGE |  | 401 | N27.42508 W82.57037 | 20-23 | SW | 16-A | 6552 9TH ST. W. | BRADENTON | 255 | 27.5 | 4 | PVC | 5 | 6 | VCP | 6 | PVC |  | MH, 6516 12ST.W. |  | 230
PLANTATION BAY |  | 514 | N27.51869 W82.53887 | 10-18 | NE | TIDE VUE 4 | 625 25TH.AVE.DR.E. (Behind House) | ELLENTON | 735 | 63.1 | 8 | HDPE | 8 | 10 | PVC | 10 | PVC |  | M.H., TIDE VUE #4 LIFT STATION |  | 230
PLAYERS DRIVE |  | 688 | N27.23613 W82.24057 | 18-28 | SE | ARNOLD PALMER 2 | 14044 PLAYERS DRIVE | BRADENTON | 95 | 21.6 | 4 | PVC | 6 | 8 | PVC | 4 | C900 | 210 | 1ST.M.H. WEST OF STATION ON PLAYERS DRIVE |  | 230
PLEASANT LAKE |  | 663 | N27.44718 W82.47577 | 19-11 | SE | BRADEN RIVER H.S. | 6732 52AVE.E. | BRADENTON | 190 | 21.1 | 4 | HDPE | 5 |  |  | 6 | PVC | 3832 | M.H. @ BRADEN RIVER H.S. |  | 230
POPE ROAD MASTER |  | 683 | N27.46174 W82.41854 | 18-3 | SE | SEWWTP | 12405 44th.Ave.E. | BRADENTON | 5500 | 68 | 16 | SS | 24X30 | 27/24 | PVC | 30 | DIP |  | SEWWTP | PV 27' W.OF VV; 44AV.W.OF LKWD.RCH.BLVD. | 460
POPI'S PLACE IV | CASA MIA RESTAURANT | 506 | N27.52116 W82.52353 | 10-17 | NE | TIDE VUE 4 | 3915 U.S. 301 N. | ELLENTON | 160 | 12 | 4 | HDPE | 5 | 8 | VCP | 6 | PVC |  | PLANTATION BAY F.M.,ADJACENT TO CASA MIA L.S. | GV,@TERMINATION LOCATION | 230
PORT MANATEE 1 |  | 511 | N27.63590 W82.55759 | 6-1 | NE | PORT MANATEE 3 | 742 NORTH DOCK ST. | PALMETTO | 125 | 27 | 4 | C900 | 4 | 8 | VCP | 4 | PVC |  | P.M.3 M.H.@ REEDER RD., S. OF INTERMODAL CIR. | GV,@LIFT STATION | 230
PORT MANATEE 2 |  | 512 | N27.63199 W82.55741 | 6-1 | NE | PORT MANATEE 1 | 602 TAMPA BAY WAY | PALMETTO | 131 | 45 | 4 | PVC | 7.25 | 8 | PVC | 4 | PVC | 2300 | M.H. SOUTH OF PORT MAN.1 L.S. | GV,@LIFT STATION | 230
PORT MANATEE 3 (N1-G) |  | 563 | N27.63602 W82.55715 | 6-1 | NE | N1-H | 805 NORTH DOCK ST. | PALMETTO | 200 | 53 | 4 | PVC | 8 | 8 | PVC | 6 | PVC | 2870 | PORT MAN.STOCKADE F.M. @ US41 & S.DOCK RD. | GV,@LIFT STATION & TERMINATION LOCATION | 230
PORT MANATEE 4 |  | 567 | N27.63597 W82.55454 | 6-1 | NE | PORT MANATEE 1 | 1039 NORTH DOCK ST. | PALMETTO | 30 | 12 | 1.5 | PVC | 4 | 6 | PVC | 2 | PVC | 80 | P.M.#2 FM, |  | 230
PORT MANATEE 5 |  | 574 | N27.63318 W82.55725 | 6-1 | NE | PORT MANATEE 1 | 13240 EASTERN AVE. | PALMETTO | 33 | 27 | 2 | PVC | 4 | 6 | PVC | 2 | POLY | 80 | P.M. #2 FM | GV,@LIFT STATION & TERMINATION LOCATION | 230
PORT MANATEE 6 |  | 581 | N27.63147 W82.56042 | 6-1 | NE | PORT MANATEE 2 | 210 DEL MONTE WAY | PALMETTO | 28 | 39 | 2 | PVC | 4 | 6 | PVC | 2 | POLY | 1400 | MH S.CRUISE TERM.RD., 310' E. OF CRUISE TERM. | GV,@LIFT STATION | 230
PORT MANATEE 7 |  | 587 | N27.63269 W82.55944 | 6-1 | NE | PORT MANATEE 2 | 602 SOUTH DOCK STREET | PALMETTO | 103 | 20 | 4 | PVC | 5.5 |  | PVC | 4 | PVC | 762 | MH SOUTH SIDE OF WAREHOUSE, PM#2 LIFT STATION | GV,@LIFT STATION | 460
PORT MANATEE 8 |  | 816 | N27.63633 W82.54802 | 6-1 | NE | PORT MANATEE 3 | 13604 REEDER RD. | PALMETTO | 140 | 45 | 4 | PVC | 6 | 8 | PVC | 4 | C900 | 233 | P.M.3 F.M..@ REEDER RD. & N.DOCK ST. | PV,@LIFT STATION & TERMINATION LOCATION | 230
PORT MANATEE 9 |  | 834 | N27.63088 W82.56104 | 6-1 | NE | PORT MANATEE 6 | 665 DEL MONTE WAY | PALMETTO | 27 | 30 | 2 | FRP | 4 | 8 | PVC | 2 | HDPE | 540 | PORT MANATEE 6 WET WELL | GV,@LIFT STATION | 460
PORT MANATEE STOCKADE |  | 556 | N27.64402 W82.53929 | 5-3 | NE | N1-H | 14490 HARLEE ROAD | PALMETTO | 200 | 45 | 4 | PVC | 6 | 8 | PVC | 10 | PVC | 14200 | M.H., N1-H LIFT STATION | GV,@LIFT STATION | 230
QUAIL RUN |  | 479 | N27.41011 W82.51058 | 19-28 | SE | 41-A | 7341 LINDEN LN. | BRADENTON | 170 | 28 | 4 | HDPE | 8 | 8 | DIP | 6 | PVC | 2500 | CNTRY.OAKS F.M.@ LOCKWOOD RIDGE RD. & 74AV.E. | GV,@LIFT STATION & TERMINATION LOCATION | 230
RAVEN CREST |  | 854 | N27.26844 W82.25462 |  | SE | GREYHAWK LNDGS. 3 | 835 116TH COURT NE | BRADENTON | 49 | 43.9 | 2 | HDPE | 5 | 8 | PVC | 3 | PVC & HDPE | 2265 | M.H. @ GREYHAWK BLVD 800' N OF UMRR | GV @ L.S. & SW CORNER UPRR AND GREYHAWK BLVD | 230
RED LOBSTER |  | 407 | N27.44007 W82.57539 | 20-14 | SW | FLAMINGO BLVD. | 5715 14ST.W. | BRADENTON | 150 | 25 | 4 | PVC | 5 | 8 | VCP | 6 | PVC | 1500 | M.H.,N.END OF TODD & LEISURE, S.W.CORNER | GV,@LIFT STATION | 230
REGENCY OAKS 1 |  | 547 | N27.59441 W82.48781 | 5-5 | NE | NEWWTP | 8808 71AV.E. | PALMETTO | 150 | 99 | 4 | C-900 | 8 | 10 | C-900 | 8 | PVC | 1020 | IMPERIAL LAKES F.M., FISH FARM RD.& BOBBY JONES CT. | GV,@LIFT STATION & TERMINATION LOCATION | 230
REGENCY OAKS 2 |  | 582 | N27.59277 W82.48850 | 5-5 | NE | REGENCY OAKS 1 | 7209 91ST.E., PAL. | PALMETTO | 90 | 25 | 4 | PVC | 6 | 8 | PVC | 4 | C900 | 1150 | REGENCY OAKS #1 M.H. @ 7117 91ST.E. | GV,@LIFT STATION | 230
RIDGEWOOD 1 |  | 570 | N27.53416 W82.49390 | 10-10 | NE | COLONY COVE 6 | 7004 US301 N. | PALMETTO | 370 |  | 4 | C-900 | 6 | 10 | VCP | 4 | PVC |  | C.C.#6 LIFT STATION | GV,@LIFT STATION | 230
RIVER CLUB 1 |  | 494 | N27.42772 W82.43625 | 18-19 | SE | BRADEN WOODS | 6310 RIVER CLUB BLVD. | BRADENTON | 100 | 48.8 | 4 | HDPE | 6 | 10 | DIP | 4 | PVC | 1985 | MH@ SE CORNER 9902 BRADEN RUN | GV,@LIFT STATION | 230
RIVER CLUB 2 |  | 495 | N27.42014 W82.43314 | 18-19 | SE | BRADEN WOODS | 6700 PINEHURST PL. | BRADENTON | 200 | 35 | 6 | HDPE | 7 | 10 | DIP | 6 | PVC | 4500 | MH, NW CORNER 10006 CLUBHOUSE DR. | GV,@LIFT STATION | 230
RIVER CLUB 3 |  | 347 | N27.42073 W82.43976 | 18-19 | SE | BRADEN WOODS | 10205 CLUB HOUSE DR. | BRADENTON | 100 | 20 | 4 | DIP | 6 | 10 | PVC | 4 | PVC | 1150 | MH, NW CORNER 10006 CLUBHOUSE DR. | GV,@LIFT STATION | 230
RIVER CLUB 4 |  | 352 | N27.41721 W82.43625 | 18-30 | SE | BRADEN WOODS | 6925 RIVER CLUB BLVD. | BRADENTON | 468 | 108 | 6 | C900 | 8 | 10 | PVC | 8X6X8 | PVC | 1720 | FM., R.C.#2, E.SIDE OF R.C.#2 | GV,@LIFT STATION | 480
RIVER CLUB 5 |  | 364 | N27.40801 W82.43843 | 18-30 | SE | RIVER CLUB 4 | 7515 RIVER CLUB BLVD. | BRADENTON | 160 | 21 | 4 | C900 | 6 | 10 | PVC | 4 | PVC | 1430 | M.H., RC#4, RIVER CLUB BLVD.& ROYAL LYTHAM AVE. | GV,@LIFT STATION | 230
RIVER CLUB 6 |  | 368 | N27.41254 W82.44487 | 18-30 | SE | RIVER CLUB 4 | 10015 CHERRY HILLS AVE.CIR. | BRADENTON | 70 | 14.5 | 4 | C900 | 6 | 10 | PVC | 4 | PVC |  | MH, RC#4, CHERRY HILLS AVE.CIR.& RIVER BIRCH CT. | GV,@LIFT STATION | 230
RIVER CLUB 7 |  | 377 | N27.40107 W82.44608 | 18-31 | SE | RIVER CLUB 4 | 7514 TRALEE WAY | BRADENTON | 160 | 57 | 4 | C900 | 6 | 8 | PVC | 4 | C900 | 2440 | MH@ CHERRY HILL AV.CIR. & FOUNTAIN GRASS LANE | GV,@LIFT STATION & NW CORNER OF TERMINATION POINT | 230
RIVER CLUB COMMERCIAL PARK |  | 694 | N27.42508 W82.45737 |  | SE | SEWWTP | 8006 CIRCLEWOOD AVE. | BRADENTON | 450 | 123 | 6 | C900 | 8 | 10 | PVC | 8 | C900 | 6800 | BRADEN WOODS F.M., NORTH SIDE OF SR 70 | GV,@LIFT STATION & TERMINATION LOCATION | 460
RIVER HARBOR WEST |  | 242 | N27.52070 W82.65008 | 8-24 | SW | 12-D | 2622 88TH ST. CT. N. W. | BRADENTON | 88 | 31.2 | 4 | PVC | 6 | 8 | PVC | 4 | PVC | 1780 | M.H.,21AV.N.W.& 85ST.N.W. | NONE | 230
RIVER LANDINGS BLUFF |  | 346 | N27.44350 W82.48469 | 19-15 | SE | BRADEN RIVER H.S. | 5509 61ST. ST. E. | BRADENTON | 111 | 45 | 4 | DIP | 6 | 8 | PVC | 4 | PVC |  | M.H. @ BRADEN RIVER H.S. | GV,@LIFT STATION | 230
RIVER PLACE |  | 635 | N27.43205 W82.46756 | 19-26 | SE | TARA 20 | 6915 TARA BLVD. | BRADENTON | 325 | 86 | 6 | C900 | 8 | 8 | PVC | 6 | C900 | 2130 | ARVIDA F.M., BEHIND 6812 71ST.E. | GV,@LIFT STATION & TERMINATION LOCATION | 230
RIVER PLANTATION 1 |  | 806 | N27.53111 W82.41760 | 11-2 | NE | N1-C | 12600 22ND.CT.E. | PARRISH | 235 | 138 | 4 | PVC | 6 | 8 | PVC | 4 X 6 | C900 | 2734 | CHELSEA OAK F.M. @ FORT HAMER RD. | PV,@LIFT STATION & TERMINATION LOCATION | 480
RIVER PLANTATION 2 |  | 811 | N27.53331 W82.41122 | 11-2 | NE | RIVER PLANTATION 1 | 12906 22ND.CT.E. | PARRISH | 140 | 50 | 4 | PVC | 6 | 8 | PVC | 4 | C900 | 2030 | M.H. 22ND.CT.E. | PV,@LIFT STATION | 230
RIVER POINT 1 |  | 357 | N27.50366 W82.51428 | 10-28 | SE | RIVERDALE 1 | 308 39TH ST. N. E. | BRADENTON | 200 | 19 | 4 | C900 | 6 | 10 | C900 | 6 | C900 | 1450 | M.H.@ 3905 2AV.E.,(RIVERDALE) | GV,@LIFT STATION | 230
RIVER POINT 2 |  | 310 | N27.50405 W82.51741 | 10-29 | SE | RIVER POINT 1 | 322 36th.ST.N.E. | BRADENTON | 140 | 39 | 4 | PVC | 6 | 8 | PVC | 4 | C900 | 1100 | M.H.@ 3616 2DR.N.E. | GV,@LIFT STATION | 230
RIVER SOUND |  | 691 | N27.48630 W82.49616 | 10-34 | SE | BASHAW SCHOOL | 1478 BLUE HORIZON CIRCLE | BRADENTON | 290 | 100 | 4 | PVC | 8 | 8 | PVC | 6 | C900 | 10050 | MH @ BASHAW ELEM.SCHOOL L.S. | PV,@LIFT STATION | 460
RIVER WILDERNESS 1 |  | 529 | N27.54399 W82.44640 | 11-3 | NE | RIVER WILDERNESS 4 | 3441 BROOKRIDGE LN. | PARRISH | 200 | 34.6 | 4 | HDPE | 7 | 8 | PVC | 6 | PVC | 3600 | 2nd.MH E.SIDE OF RIVER WILDERNESS ENTRANCE RD. | GV,@LIFT STATION | 230
RIVER WILDERNESS 2 |  | 530 | N27.53456 W82.44011 | 11-3 | NE | RIVER WILDERNESS 1 | 2510 RIVER WLDNS.BLVD.W. | PARRISH | 170 | 74 | 4 | DIP | 7 | 8 | PVC | 4 | PVC | 2200 | 2nd.MH E.SIDE OF RIVER WILDERNESS ENTRANCE RD. | GV,@LIFT STATION | 230
RIVER WILDERNESS 3 |  | 531 | N27.54264 W82.43584 | 11-3 | NE | RIVER WILDERNESS 4 | 2995 WILDERNESS BLVD. E. | PARRISH | 210 | 115 | 4 | DIP | 7 | 8 | PVC | 4 | PVC | 3500 | M.H., 2923 WILDERNESS BLVD.W. | GV,@LIFT STATION | 230
RIVER WILDERNESS 4 |  | 532 | N27.54809 W82.43671 | 11-3 | NE | N1-C | 11721 OLD TAMPA RD. | PARRISH | 500 | 65 | 8 | S.S | 8 | 10 | PVC | 10 | PVC | 6400 | N1-C M.H. | GV,@LIFT STATION | 230
RIVER WILDERNESS 5 |  | 515 | N27.53253 W82.43211 | 11-3 | NE | RIVER WILDERNESS 4 | 2341 LITTLE COUNTRY ROAD | PARRISH | 300 | 63 | 4 | DIP | 8 | 8 | PVC | 8 | PVC |  | RIVER WILDERNESS #4 WETWELL |  | 230
RIVER WILDERNESS 6 |  | 585 | N27.53462 W82.44199 | 11-3 | NE | RIVER WILDERNESS 2 | 11542 SAVANNAH LAKES DR. | PARRISH | 100 | 31 | 4 | PVC | 6 | 8 | PVC | 4 | C900 | 1250 | M.H.@ 2426 WILDERNESS BLVD. | GV,@LIFT STATION | 230
RIVER WILDERNESS 7 |  | 836 | N27.52727 W82.43896 | 11-3 | NE | N1-C | 1909 RIVER SHORES TRAIL | PARRISH | 176 | 175 | 4 | PVC | 6 | 8 | PVC | 6 | C900 | 3503 | CHELSEA OAK F.M. @ FORT HAMER RD. | PV,@LIFT STATION & TERMINATION LOCATION | 460
RIVER WIND |  | 863 | N27.30865 W82.22385 |  | SE | RYE ROAD SCHOOL | 928 RIVERWIND CIRCLE | BRADENTON | 237.6 | 92.5 | 4 | HDPE | 6 | 8 | PVC | 6 | C900 | 6080 | INTO EXISTING FM ON RYE ROAD ACROSS FROM 167 BLVD NE | GV, @LIFT STATION, 3 ADDITIONAL CONTACT COLLECTIONS | 230
RIVER WOODS 1 |  | 564 | N27.54194 W82.45056 | 10-12 | NE | N1-C | 3202 RIVERWOODS DR. | PARRISH | 264 | 89 | 4 | HDPE | 8 | 8 | PVC | 6 | PVC | 4090 | RIVER WILDERNESS #4 FM @ OLD TAMPA RD. & RIVER WOODS DR. | GV,@LIFT STATION & F.M. TERMINATION | 230
RIVER WOODS 2 |  | 569 | N27.53313 W82.44450 | 11-3 | NE | RIVER WOODS 1 | 11543 30TH COVE E. | PARRISH | 205 | 42.9 | 6 | PVC | 6 | 8 | PVC | 6 | PVC | 4090 | MH, 3009 RIVER WOODS DR. | GV,@LIFT STATION | 230
RIVERDALE 1 |  | 332 | N27.49966 W82.50878 | 10-28 | SE | MANATEE PALMS 1 | 412 43RD ST. BLVD. E. | BRADENTON | 466 | 66 | 4 | PVC | 8 | 12 | PVC | 8 | PVC | 10285 | MANATEE PALMS #1 F.M., KAY RD. & SR64 | GV,@LIFT STATION & F.M. TERMINATION | 460
RIVERDALE 2 |  | 366 | N27.50221 W82.50230 | 10-21 | SE | RIVERDALE 1 | 163 AMERICA'S CUP BLVD. | BRADENTON | 170 | 42 | 4 | C900 | 6 | 8 | PVC | 4 | PVC | 875 | M.H., 189 AMERICAS CUP BLVD., LOT 736 | GV,@LIFT STATION | 230
RIVER'S REACH |  | 822 | N27.52149 W82.37232 | 11-1 | NE | N1-C | 1466 HICKORY VIEW CIRCLE | PARRISH | 227 | 137 | 4 | PVC | 6 | 8 | PVC | 6 | C900 | 3040 | 6" F.M. @ RYE RD. & RIVER'S REACH BLVD. | PV,@LIFT STATION & TERMINATION LOCATION | 460
RIVERS REACH 2 |  | 848 | N27.52042 W82.36947 | 11-6 | NE | NWWTP | 16864 ROSEDOWN GLEN | PARRISH | 157 | 119.2 | 4 | HDPE | 6 | 8 |  | 4 | PVC | 2397 | TIES INTO EXISTING RIVERS REACH FM AT RIVERS REACH BLVD | GV, @LIFT STATION | 460
RIVERVIEW LANDINGS |  | 223 | N27.52163 W82.64536 | 8-24 | SW | 12-D | 2403 84ST.CR.N.W. | BRADENTON | 275 | 15 | 4 | HDPE | 6 | 8 | VCP | 4 | PVC | 670 | F.M.,DESOTO PKWY. & LANDINGS CIR.N.W. |  | 230
RIVERVIEW PLANTATION PLAZA |  | 504 | N27.52191 W82.53032 | 10-17 | NE | TIDE VUE 4 | 3402 U.S. 301 N. | ELLENTON | 105 | 38.9 | 4 | HDPE | 6 | 8 | PVC | 4 | PVC |  | M.H., W. OF TIDE VUE #4 L.S. |  | 230
ROBINSON PRESERVE 1 | WELCOME CENTER | 267 | N27.30883 W82.39691 |  | SW | THE LOOP |  | BRADENTON |  |  | 2 | PVC | 4 | 4 | PVC | 2 | HDPE |  | 1ST. M.H. EAST OF 99ST.N.W. ON 17TH. AVE. N.W. |  | 230
ROBINSON PRESERVE 2 | PUBLIC RESTROOM | 268 | N27.30883 W82.39691 |  | SW | THE LOOP |  | BRADENTON |  |  | 2 | PVC | 4 | 4 | PVC | 2 | HDPE |  | ROBINSON PRESERVE 1 F.M. |  | 230
ROBINSON PRESERVE 3 | RANGER'S RESIDENCE | 269 | N27.30883 W82.39691 |  | SW | THE LOOP |  | BRADENTON |  |  | 2 | PVC | 4 | 4 | PVC | 2 | HDPE |  | ROBINSON PRESERVE 1 F.M. |  | 230
ROSEDALE 1 | CHAMPION HOMES (#19,ROSEDALE) | 327 | N27.44269 W82.45132 | 19-13 | SE | SEWWTP | 5320 87th.ST.E. | BRADENTON | 700 | 80 | 8 | HDPE | 8 | 10 | DIP | 8 | PVC | 300 | TARA 20 F.M. WEST OF L.S. | GV,@LIFT STATION & TERMINATION LOCATION | 460
ROSEDALE 2 | ROSEDALE | 360 | N27.45912 W82.44735 | 19-12 | SE | CHAMPION HOMES | 4835 88ST.E. | BRADENTON | 105 | 30 | 4 | C900 | 6 | 8 | PVC | 6 | PVC |  | M.H. @ 5046 88ST.E. |  | 230
ROSEDALE 3 | ROSEDALE | 643 | N27.45515 W82.43988 | 18-3 | SE | SEWWTP | 10211 DOON VALLEY | BRADENTON | 350 | 84 | 6 | HDPE | 6 | 10 | PVC | 6 | C900 | 2600 | POPE RD. MLS F.M., 44AVE., APPROX.600' W. OF HIGHLAND LINKS ST. | PV,@LIFT STATION & TERMINATION LOCATION | 230
ROSEDALE HIGHLANDS 1 |  | 387 | N27.46079 W82.44701 | 18-3 | SE | CHAMPION HOMES | 9605 51ST TER. E. | BRADENTON | 150 | 20 | 4 | HDPE | 6 | 8 | PVC | 6 | C900 | 390 | M.H. @ 88ST.E. & 51 TER.E. | GV,@LIFT STATION | 230
ROSEDALE HIGHLANDS 2 |  | 399 | N27.46163 W82.44511 | 18-18 | SE | CHAMPION HOMES | 5313 96TH ST. E. | BRADENTON | 95 | 23 | 4 | PVC | 6 | 8 | PVC | 4 | PVC | 135 | M.H. @ 5304 96ST.E. | GV,@LIFT STATION & F.M. TERMINATION | 230
ROYALE PALM DRIVE |  | 202 | N27.46407 W82.66030 | 21-1 | SW | SAN REMO | 4211 ROYAL PALM DR. | BRADENTON | 200 | 23 | 3 | C900 | 6 | 8 | VCP | 4 | C900 | 550 | M.H., E. OF SAN REMO L.S. IN MEDIAN | GV,@ L.S. | 230
RYE ROAD MEDICAL CENTER |  | 687 | N27.48232 W.82.40438 | 11-8 | SE | MILL CREEK 6 | 1867 RYE RD. | BRADENTON | 120 | 21 | 4 | PVC | 6 | 8 | PVC | 4 | C900 | 405 | M.H. E. OF RYE RD. & 18TH. PLACE E. | PV,@LIFT STATION | 230
RYE ROAD SCHOOL |  | 355 | N27.51022 W82.36771 | 11-7 | SE | MISSIONARY VILLAGE | 206 RYE ROAD E. | BRADENTON | 212 | 98.2 | 4 | HDPE & DIP | 6 | 10 | PVC | 6 | C900 | 7120 | MILL CREEK 1 F.M. @ RYE RD. & WOODVIEW WAY | GV,@LIFT STATION & F.M. TERMINATION | 230
RYE WILDERNESS 1 |  | 634 | N27.50386 W82.37022 | 11-6 | SE | RYE ROAD SCHOOL | 16733 4th.AVE.N.E. | BRADENTON | 210 | 46 | 4 | PVC | 8 | 10 | PVC | 6 | C900 | 5800 | M.H. @ RYE RD.SCHOOL L.S. | GV,@LIFT STATION | 230
RYE WILDERNESS 2 |  | 668 | N27.50166 W82.37057 | 11-6 | SE | RYE WILDERNESS 1 | 295 167th.BLVD.N.E. | BRADENTON | 226 | 19 | 4 | C900 | 8 | 8 | PVC | 6 | C900 | 370 | M.H. @ 3RD. AVE NE & 167TH. BLVD. NE., MH 2055 | PV,@LIFT STATION | 230
S-2 |  | 338 | N27.47772 W82.55573 | 9-36 | SW | 13-A | 2312 8th.ST.E. | SAMOSET | 342 | 93 | 4X6 | C900 | 8 | 16 | PVC | 6 | PVC | 4300 | F.M., 12", 37AV.E. & 9ST.E. | GV,@LIFT STATION | 230
S-3 |  | 339 | N27.47531 W82.55002 | 20-1 | SW | 13-A | 2901 12th.ST.CT.E. | SAMOSET | 250 | 85 | 6 | HDPE | 8 | 10 | PVC | 6 | PVC | 3910 | F.M., 8", 9ST.E. & 30AV.E. | GV,@LIFT STATION | 230
S-4 |  | 340 | N27.48224 W82.54651 | 10-31 | SW | S-5 | 1919 15th.ST.E. | SAMOSET | 100 | 35 | 4 | C900 | 6 | 10 | PVC | 4 | PVC | 1780 | M.H.,15ST.E. & 26AV.E. | GV,@LIFT STATION | 230
S-5 |  | 341 | N27.47705 W82.53749 | 19-6 | SW | SAMOSET 1 | 2206 26th.AV.E. | SAMOSET | 450 | 40 | 8 | HDPE | 8 | 16 | PVC | 8 | PVC | 1370 | M.H.,30AV.E. & 23ST.CT.E. | GV,@LIFT STATION | 230
S-6 |  | 342 | N27.47459 W82.53016 | 19-5 | SW | SAMOSET 1 | 2800 27th.ST.E. | SAMOSET | 85 | 37 | 6 | HDPE | 8 | 10 | PVC | 6 | PVC | 2750 | M.H.,30AV.E. & 23ST.CT.E. | GV,@LIFT STATION | 230
S-7 |  | 343 | N27.46227 W82.54760 | 20-1 | SW | 13-A | 1403 44th.AV.E. | SAMOSET | 35 | 46 | 4 | C900 | 6 | 10 | PVC | 4 | PVC | 1100 | M.H., 9ST.E. & 44 AV.E. | GV,@LIFT STATION | 480
SABAL COVE | PET MILK | 470 | N27.44642 W82.52179 | 19-17 | SE | 39-A | 5340 33ST.E. | BRADENTON | 935 | 56.5 | 6 | C900 | 8 | 16 | PVC | 6 | PVC | 700 | 38A FM, SR70 & 33ST.E. | GV @LS, TERM.LOC., ARV 275' S.SR70 | 460
SABAL HARBOR 1 |  | 386 | N27.45022 W82.50474 | 19-9 | SE | STATE ROAD 70 | 4503 SABAL KEY DR. | BRADENTON | 550 | 35 | 6 | HDPE | 6 | 10 | PVC | 8 | PVC | 2180 | M.H.@ N.W. CORN. SR70 & 45ST.E. | GV,@LIFT STATION | 230
SABAL HARBOR 2 |  | 392 | N27.46129 W82.50239 | 19-9 | SE | SABAL HARBOR 1 | 4524 USEPPA DRIVE. | BRADENTON | 296 | 40.5 | 6 | C900 | 6 | 10 | PVC | 4 | C900 | 1910 | M.H.@ 4650 SABAL HARBOUR DRIVE | GV,@LIFT STATION | 230
SABAL PALMS |  | 216 | N27.47613 W82.63500 | 20-6 | SW | 19-D | 7225 28TH AVE. W. | BRADENTON | 200 | 33 | 4 | HDPE | 6 | 8 | VCP | 6 | PVC | 1430 | M.H.,75ST.W.,135'N.OF 27AV.W. |  | 230
SAMOSET 1 |  | 308 | N27.46944 W82.54235 | 19-6 | SW | 13-A | 1801 34AV.E. | SAMOSET | 1150 | 60 | 8 | HDPE | 12 | 18 | DIP | 12X16 | PVC | 6670 | M.H.,9ST.E.& 53AV. |  | 230
SAN REMO |  | 204 | N27.46291 W82.66398 | 21-1 | SW | 1-M | 4316 101ST ST. W. | BRADENTON | 240 | 22 | 4 | HDPE | 6 | 10 | VCP | 4 | PVC | 300 | M.H.,CORTEZ RD.& 101ST.W.,N.SIDE | NONE | 230
SARA PALMS |  | 309 | N27.41590 W82.50745 | 19-28 | SE | 41-A | 7018 42CT.E. | BRADENTON | 125 | 74.6 | 4 | HDPE | 6 | 8 | C-900 | 4 | PVC | 1010 | COUNTRY OAKS F.M. @ LOCKWOOD RDGE.RD. & 70 DR.E. | GV,@LIFT STATION AND TERMINATION LOCATION | 230
SARABAY APARTMENTS |  | 134 | N27.41805 W82.57813 | 20-26 | SW | 12-A | 1710 69TH AVE. W. | BRADENTON | 100 | 18 | 4 | PVC | 7 | 8 | VCP | 6 | PVC | 976 | M.H. ON BAY DR., 75FT. N. OF L.S. | NONE | 230
SAUNDERS ROAD INDUSTRIAL PK. |  | 467 | N27.43539 W82.52874 | 19-17 | SE | HENSON IND.PK. | 2803 59th.AV.DR.E. | BRADENTON | 100 | 14 | 4 | HDPE | 6 | 8 | PVC | 4 | PVC | 550 | M.H.@ 6003 28ST.E. | GV,@LIFT STATION | 230
SAVANNAH |  | 266 | N27.41337 W82.52010 | 19-20 | SE | 40-A | 71ST.AVE.E. | BRADENTON | 165 | 67 | 4 | PVC | 6 | 8 | PVC | 4 | C900 | 1050 | 8" F.M. @ ENTRANCE ON PROSPECT RD. | PV,@LIFT STATION AND TERMINATION LOCATION | 230
SERENITY CREEK |  | 856 | N27.82410 W82.24330 |  | SE | MISSIONARY VILLAGE | 13045 UTOPIA LOOP | BRADENTON | 155 | 95.99 | 4 | HDPE | 6 | 8 | PVC | 4X6 | PVC X HDPE | 4160 | 12" F.M. ON SR 64 | GV,@LIFT STATION, CHECK L/S FILE 5 ADD. VALVES | 230
SHEFFIELD GLENN |  | 830 | N27.57136 W82.48745 | 5-8 | NE | NEWWTP | 6310 75TH.AVE.E. | PALMETTO | 132 | 47.7 | 4 | PVC | 6 | 8 | PVC | 4 | C900 | 1133 | N1B FM @ ENTRANCE ON 69TH.ST.E. | PV,@LIFT STATION AND TERMINATION LOCATION | 230
SILVER LAKE |  | 270 | N27.43266 W82.49438 | 19-22 | SE | SEWWTP | 5238 60TH. DRIVE E. | BRADENTON | 200 | 152 | 4 | HDPE | 8 | 8 | PVC | 6 | C900 | 5740 | 39-A F.M. @ 57AVE. AND LOCKWOOD RIDGE ROAD | 5967 48ST.E., LOCKWOOD RIDGE RD. & 59AVE.E. | 460
SILVER PALMS |  | 255 | N27.25973 W82.24207 |  | SE | POPE ROAD MASTER | 6015 SILVER PALM BLVD | BRADENTON | 427 | 85 | 4 | HDPE | 8 | 8 | PVC | 6 | PVC | 290 | 100' EAST OF C/L OF SILVER PALM BLVD & 20' N OF E/P OF SR 70 | GV @LS & TERMINATION LOCATION | 230
SILVERLEAF |  | 857 | N2733.040 W82 26915 |  | NE |  | 11131 WOODLAKE WAY | PARRISH | 286 | 65 | 6 | HDPE | 8 | 8 |  | 6X8 | DR18 | 1105 X 2288 | 8" GV AT US 301 (EAST OF SILVERLEAF AVE) | GV@LS, 6" GV @ SHIMMERING OAK DR,8" GV @ SILVERLEAF AVE, 8" GV @ US 301 | 230
SOLEIL WEST |  | 272 | N27.23600 W82.31611 |  | SE | UNIVERSITY GROVES 2 | 3020 ESMERALDA DR. | BRADENTON | 155 | 28.33 | 4 | HDPE | 6 | 8 |  | 4 | DR18 | 650 | MH ON ORIOLE DR JUST EAST OF EASTERN SOLEIL PROPERTY LINE | GV @ LIFT STATION | 230
SONOMA |  | 678 | N27.39294 W82.49344 | 19-34 | SE | COUNTRY OAKS | 5329 NAPA DRIVE | BRADENTON | 138 | 33 | 4 | C900 | 6 | 8 | PVC | 4 | C900 | 1129 | MH. COUNTRY PKY. | PV @ LIFT STATION | 230
SOUTHEAST MASTER LIFT STATION |  | 677 | N27.39612 W82.39389 | 18-34 | SE | POPE ROAD MASTER | 14700 THE MASTERS AVE. | BRADENTON | 1300 | 143 | 8 | SS | 16 X 16 | 21 | PVC | 18 | C900 |  | TEMP. TERMINATION IS SOUTH R/W LINE MASTERS AVE. N. OF METER VAULT |  | 460
SOUTHEAST PLANT MAINTENANCE |  | 276 | N27.27894 W82.26489 |  | SE | SEWWTP | SEWWTP | BRADENTON | 46 | 75.1 | 2 | PVC | 4 | 6 | PVC | 2 | PVC | 290 | TIES INTO 36" FM AT WEST SIDE OF ENTRY | GV @ LIFT STATION | 230
SPANISH PARK |  | 213 | N27.48980 W82.62089 | 9-32 | SW | 1-D | 5905 11TH AVE. W. | BRADENTON | 180 | 27 | 4 | C900 | 6 | 10 | VCP | 6 | PVC | 700 | M.H.,811 60ST.W. | NONE | 230
SPANISH POINT |  | 584 | N27.59471 W82.50370 | 5-5 | NE | FAIRWAY IMPERIAL | 5701 SPANISH POINT COURT | PALMETTO | 88 | 21 | 4 | PVC | 6 | 8 | PVC | 4 | C900 | 465 | PARC IMPERIAL F.M. @ 6255 BOBBY JONES CT. | GV,@LIFT STATION | 230
STATE ROAD 70 |  | 381 | N27.44697 W82.50548 | 19-16 | SE | 39-A | 5236 45th.ST.E. | BRADENTON | 600 | 35 | 6 | HDPE | 8 | 10 | PVC | 8 | C900 | 530 | 39-A MH, N.W. WINN-DIXIE EXIT | GV,@LIFT STATION | 230
STONE CREEK |  | 320 | N27.46737 W82.52719 | 19-5 | SW | SAMOSET 1 | 2805 34AV.DR.E. | SAMOSET | 206 | 36 | 4 | PVC | 6 | 8 | PVC | 6 | PVC | 2875 | M.H., 3204 21ST.E. | GV,@LIFT STATION | 230
STONELEDGE |  | 400 |  |  | SE | CREEKWOOD 2 | 7302 47TH AVE.CIR.E. | BRADENTON | 42 | 27.7 | 2 | HDPE | 5 | 8 | PVC | 2 | PVC | 522 | M.H. @ INTERSECTION OF 73RD SE & 47th AVE E | GV,@LIFT STATION | 230
SUGAR MILL LAKES |  | 586 | N27.55593 W82.53199 | 10-5 | NE | N1-B | 4603 32ND.AVE.E. | PALMETTO | 205 | 65 | 4 | PVC | 6 | 8 | PVC | 4 | C900 | 700 | M.H., EXPERIMENTAL FARM RD. | GV,@LIFT STATION | 230
SUGAR RIDGE |  | 361 | N27.46694 W82.52372 | 19-5 | SW | STONE CREEK | 3107 37TH TER. E. | SAMOSET | 125 | 30.6 | 4 | HDPE | 6 | 10 | PVC | 4 | PVC | 1560 | M.H.@ 2923 34AV.DR.E. | GV,@LIFT STATION | 230
SUMMERFIELD 1 |  | 359 | N27.43108 W82.41792 | 18-20 | SE | LAKEWOOD MASTER | 11911 WINDING WOODS WAY | BRADENTON | 324 | 69.4 | 4 | C900 | 6 | 8 | PVC | 4 | PVC | 5400 | SUMMERFIELD 4 F.M.@ SUMMERFIELD PKWY. & FOX GRAPE LANE | GV,@LIFT STATION | 230
SUMMERFIELD 2 |  | 363 | N27.42660 W82.41992 | 18-20 | SE | LAKEWOOD MASTER | 6405 BLACKBERRY LANE | BRADENTON | 322 | 53 | 4 | C900 | 6 | 8 | PVC | 4 | PVC | 3800 | SUMMERFIELD 4 F.M.@ SUMMERFIELD PKWY. & BLUEBERRY LANE | GV,@LIFT STATION | 230
SUMMERFIELD 3 |  | 317 | N27.42188 W82.42128 | 18-20 | SE | LAKEWOOD MASTER | 12118 CLUBHOUSE DRIVE | BRADENTON | 148 | 45.3 | 4 | C900 | 6 | 8 | PVC | 4 | PVC | 1892 | SUMMERFIELD 4 F.M.@ LAKEWOOD RCH.BLVD. & CLUBHOUSE DR. | GV,@LIFT STATION | 230
SUMMERFIELD 4 |  | 378 | N27.42881 W82.41491 | 18-20 | SE | LAKEWOOD MASTER | 6253 TUPELO TRAIL | BRADENTON | 170 | 57 | 4 | C900 | 6 | 8 | PVC | 4 X 6 | C900 | 1330 | LAKEWOOD MASTER | GV,@LIFT STATION | 230
SUMMERFIELD PLAZA |  | 383 | N27.43125 W82.42668 | 18-20 | SE | SEWWTP | 11518 PALMBRUSH TRAIL | BRADENTON | 62 | 150 | 3 | PVC | 6 |  |  | 4 | PVC |  | LKWD. MASTER F.M., LKW.RCH.BLVD. & PALM BRUSH TRAIL, N.W.CORNER |  | 230
SUMMERFIELD VILLAGE |  | 390 | N27.25699 W82.25868 | 18-20 | SE | SEWWTP | 11201 CORAL BEAN DR. | BRADENTON | 175 | 159 | 4 | C900 | 6 | 8 | PVC | 6 | PVC | 1390 | LKWD. MASTER F.M., LKW.RCH.BLVD. & PALM BRUSH TRAIL, S.W.CORNER | GV,@LIFT STATION AND TERMINATION LOCATION | 460
SUNBOW BAY |  | 74 | N27.49575 W82.70692 | 8-28 | SW | #5 | 3803 EAST BAY DR. | HOLMES BEACH | 40 | 20 | 3 | PVC | 4 | 6 | PVC | 4 | PVC | 720 | M.H. 6TH. AVE.& 36ST. | GV,@LIFT STATION | 230
SUNKIST ACRES |  | 573 | N27.51569 W82.54882 | 9-13 | NE | TIDE VUE 4 | 730 15TH AVE. DR. E. | PALMETTO | 325 | 71 | 4 | C900 | 6 | 8 | PVC | 4 | C900 |  | PLANTATION BAY F.M.@ 2443 US301 | GV,@LIFT STATION AND TERMINATION LOCATION | 230
SUNSET ESTATES |  | 243 | N27.51262 W82.64477 | 8-24 | SW | 10-D | 1410 83ST.N.W. | BRADENTON | 125 | 16.6 | 4 | HDPE | 6 | 8 | PVC | 4 | PVC | 50 | M.H.,1408 83ST.W. | NONE | 230
SYLVIAN OAKS |  | 509 | N27.52547 W82.55738 | 9-13 | NE | MEMPHIS ROAD | 1402 7AV.E. | PALMETTO | 150 | 30 | 4 | PVC | 5 | 8 | PVC | 4 | PVC | 1700 | M.H., 17th.ST.E., 4 TH.M.H. E. OF 6 AV.E. | GV,@LIFT STATION | 230
TARA 1 |  | 496 | N27.43971 W82.48040 | 19-14 | SE | TARA 2 | 6501 STONE RIVER RD. | BRADENTON | 528 | 32.5 | 4 | HDPE | 6 | 8 | PVC | 6 | PVC | 600 | MH.@6610 STONE RIVER RD. | GV,@LIFT STATION | 230
TARA 2 |  | 497 | N27.44160 W82.47307 | 19-14 | SE | TARA 20 | 6901 STONE RIVER RD. | BRADENTON | 275 | 59.57 | 4X6 | PVC & DIP | 6 | 8 | PVC | 8 | PVC | 2167 | ARVIDA FM, 28' SW OF TARA #20 LS | GV,@LIFT STATION AND TERMINATION LOCATION | 230
TARA 20 MASTER |  | 323 | N27.44132 W82.46879 | 19-14 | SE | SEWWTP | 7211 STONE RIVER ROAD | BRADENTON | 2000 | 100 | 8 | S.S. | 10 | 24 | DIP | 18x20 | C900 | 2950 | 39A F.M.@ FP&L R/W @ SEWWTP |  | 480
TARA 3 |  | 348 | N27.43694 W82.47585 | 19-14 | SE | TARA 2 | 6718 PLEASANT HILL RD. | BRADENTON | 290 | 17 | 4 | DIP | 6 | 8 | PVC | 8 | PVC | 2850 | MH.@ TARA 2 L.S. | GV,@LIFT STATION | 230
TARA 4 |  | 351 | N27.43674 W82.48014 | 19-14 | SE | TARA 1 | 6311 STONE RIVER ROAD | BRADENTON | 90 | 20 | 4 | C900 | 6 | 8 | PVC | 4 | PVC | 1125 | MH, TARA 1, 6411 DREWRY'S BLUFF | GV,@LIFT STATION | 230
TARA 5 |  | 354 | N27.43282 W82.47801 | 19-14 | SE | TARA 3 | 6514 TURNER GAP RD. | BRADENTON | 125 | 21.7 | 4 | C900 | 6 | 8 | PVC | 4 | PVC | 825 | MH.@ 6625 PLEASANT HILL RD. | GV,@LIFT STATION | 230
TARA 6 |  | 613 | N27.43472 W82.46741 | 19-14 | SE | TARA 20 | 7406 TARA PRESERVE LN. | BRADENTON | 400 | 40 | 6 | PVC | 8 | 8 | PVC | 8 | C-900 | 4250 | TARA 20 MH INSIDE LS FENCE | GV,@LIFT STATION AND TERMINATION LOCATION | 460
TARA 7 |  | 616 | N27.42742 W82.46271 | 19-24 | SE | TARA 6 | 6507 TAILFEATHER WAY | BRADENTON | 670 | 42 | 4 | PVC | 8 | 10 | PVC | 8 | C900 |  | M.H.@ 6228 WINGSPAN WAY |  | 230
TARA 8 |  | 617 | N27.42083 W82.46312 | 19-23 | SE | TARA 6 | 6803 TAILFEATHER WAY | BRADENTON | 200 | 50.4 | 4 | PVC | 6 | 8 | PVC | 4 | C-900 | 850 | FIRST M.H. SOUTH OF SWEETBY CIR. ON TAILFEATHER WAY | GV,@LIFT STATION | 230
TERRA SIESTA 1 |  | 527 | N27.53997 W82.48587 | 10-10 | NE | COLONY COVE 6 | 3307 ANASTASIA PLACE | ELLENTON | 200 | 16 | 4 | PVC | 6 | 10 | PVC | 6 | C900 |  | COLONY COVE 10 F.M. | GV,@LIFT STATION | 230
TERRA SIESTA 2 |  | 528 | N27.54375 W82.48083 | 10-2 | NE | TERRA SIESTA 1 | BETWEEN 8207 & 8209 GRETCHEN | ELLENTON | 45 | 60 | 1.25 | PVC | 6 | 8 | PVC | 2 | PVC | 1150 | M.H.@ 8107 TERRA SIESTA BLVD. |  | 230
THE ENCLAVE |  | 849 | N27.30912 W82.23742 |  | SE | COUNTY MEADOWS | 1050 145TH ST. CIR. E. | BRADENTON | 120 | 35.7 | 4 | HDPE | 6 | 8 |  | 4 | PVC | 1608 | EX MH ALONG COUNTRY MEADOWS WAY (SOUTH OF ENCLAVE) | GV @ LIFT STATION | 230
THE ESTUARY |  | 291 | N27.30184 W82.39665 |  | SW | AZALEA PARK | 610 99TH ST. NW | BRADENTON | 150 | 77.1 | 4 | HDPE | 6 | 8 | PVC | 4 | PVC | 325 | TIE INTO EXISTING FM ON 99TH ST. NW 95' SOUTH OF ESTUARY ENT. | GV @ L.S. & TERMINATION LOCATION | 230
THE GARDENS @ PALMAIRE |  | 453 | N27.39114 W82.48779 | 19-34 | SE | PALM AIRE 3 | 5790 GARDENS DR. | BRADENTON | 236 | 38 | 6 | HDPE | 6 | 12 | PVC | 6 | PVC | 3850 | MH, PALM AIRE DR. & PALM AIRE LANE | GV,@LIFT STATION | 230
THE LOOP |  | 147 | N27.51470 W82.65565 | 8-24 | SW | 12-D | 9400 17AV.N.W. | BRADENTON | 210 | 41.01 | 4 | C900 | 6 | 10 | PVC | 6 | PVC | 3653 | M.H. 83ST. & 17AV.N.W. | GV,@LIFT STATION | 230
THE MOORINGS @ HH |  | 874 | N27.30934 W82.27131 |  | SE | HERITAGE HARBOUR 9 | 615 MOORINGS WAY | BRADENTON | 32 | 36 | 2 | PVC | 4 | 8 | PVC | 2 | HDPE | 523 | 52' N OF CL OF GRAND ESTUARY TRL AND 17' W OF CL OF MOORINGS WAY | GV,@LIFT STATION AND TERMINATION LOCATION | 230
THE NURSERY |  | 264 | N27.51304 W82.65269 | 8-24 | SW | 12-D | 1508 90th.St.N.W. | BRADENTON | 30 | 57.5 | 2 | PVC | 6 | 8 | PVC | 2 | PVC | 550 | F.M. @ ENTRANCE TO SUB-DIVISION | GV,@LIFT STATION AND TERMINATION LOCATION | 230
THE OAKS |  | 212 | N27.48785 W82.62250 | 9-32 | SW | SPANISH PARK | 1312 WATER OAK WAY | BRADENTON | 100 | 26.1 | 4 | CIP | 6 | 8 | VCP | 4 | PVC |  | MH, REAR OF 6003 12AV.W., SPANISH PARK |  | 230
THE RIDGE AT CROSSING CREEK |  | 286 | N27.27409 W82.27890 |  | SE | SEWWTP | 7350 RIDGELAKE CIRCLE | BRADENTON | 169 | 99 | 4 | HDPE | 6 | 8 | PVC | 4 | PVC | 720 | TIES INTO EXISTING FM ON CREEKWOOD BLVD 40' N OR RIDGELAKE CIRCLE | GV @ L.S. & TERMINATION LOCATION | 230
THOUSAND OAKS |  | 516 | N27.56317 W82.48381 | 5-8 | NE | NEWWTP | 8001 55TH ST. E. | PALMETTO | 373 | 85 | 6 | C900 | 8 | 8 | PVC | 4 | PVC | 1821 | TIDE VUE #4 F.M., ERIE RD. @ ENTRANCE | GV,@ L.S. & TERMINATION LOCATION | 230
TIDEVUE 1 |  | 501 | N27.52225 W82.52286 | 10-17 | NE | TIDE VUE 4 | 4100 10ST.CT.E. | ELLENTON | 175 | 15 | 4 | HDPE | 4 X 4 | 8 | VCP | 4 | PVC | 20 | PLANTATION BAY F.M., W. OF L.S. | GV,@LIFT STATION AND TERMINATION LOCATION | 230
TIDEVUE 2 |  | 502 | N27.52246 W82.51998 | 10-17 | NE | TIDEVUE 1 | 4305 10ST.CT.E. | ELLENTON | 165 | 18 | 3 | PVC | 4 | 8 | VCP | 4 | CIP |  | M.H.@ 4223 10ST.CT.E. | NONE | 230
TIDEVUE 3 |  | 503 | N27.52676 W82.51809 | 10-17 | NE | TIDEVUE 1 | 1407 45AV.DR.E. | ELLENTON | 170 | 26 | 4 | CIP | 6 | 8 | PVC | 4 | CIP |  | TIDE VUE #1 M.H.@ 1432 41AV.E. | GV,@LIFT STATION | 230
TIDEVUE 4 MASTER |  | 533 | N27.52507 W82.52390 | 10-17 | NE | NEWWTP | 1355 41ST AVE. E. | ELLENTON | 1629 | 150 | 12 | DIP | (2)16.5X17.5 | 24 | DIP | 16X20 | PVC | 6410 | N.E. WWTP |  | 480
TIMBERLAKE |  | 445 | N27.39480 W82.48256 | 19-34 | SE | PALM AIRE 3 | 8167 MISTY OAKS BLVD. | BRADENTON | 300 | 23 | 4 | HDPE | 6 | 8 | PVC | 6 | DIP | 2325 | MH, 5816 LAKESIDE WOODS CIR. | NONE | 230
TORTUGA INN | CATALINA | 73 | N27.47298 W82.70151 | 21-4 | SW | 2-C | 1325 GULF DR. | BRADENTON BEACH | 100 | 15 | 3 | PVC | 4 | 8 | C900 | 3 | PVC | 10 | LAT., 2-C, WEST OF WETWELL | NONE | 230
TRANSIT FLEET |  | 283 | N27.24273 W82.32102 |  | SE | 3A | 2411 TALLEVAST ROAD | SARASOTA | 230 | 90 | 4 | HDPE | 6 | 8 | PVC | 4 | PVC | 1600 | 4" FM @ TALLEVAST & 25TH CT E | GV, @ L.S. & @ POINT OF CONNECTION | 460
TRAVLER'S OASIS |  | 321 | N27.49445 W82.47562 | 10-26 | SE | MANATEE PALMS 1 | 632 67ST.CIR.E. | BRADENTON | 155 | 26 | 4 | PVC | 6 | 8 | PVC | 4 | PVC | 740 | M.H.@ 6621 ALPINE LN. | GV,@ LIFT STATION | 230
TREVESTA |  | 875 | N27.34284 W82.30483 |  | NE | NEWWTP | 6405 TREVESTA PLACE | PALMETTO | 587 | 64.5 | 8 | HDPE | 10 | 12 | PVC | 10 | PVC | 961 | N SIDE OF 69TH ST E & W OF TREVESTA PLACE | GV @ L.S. & TERMINATION LOCATION | 460
TRINITY BAPTIST CHURCH |  | 128 | N27.45001 W82.58830 | 20-10 | SW | 27-A | 5116 26ST.W. | BRADENTON | 128 | 7 | 4 | PVC | 4 | 4 | PVC | 4 | PVC |  | SERVICE, 116' FROM MH#A4707, 2611 52AV.DR.W. | NONE | 230
TROPICAL SHORES 1 |  | 393 | N27.48956 W82.52392 | 10-32 | SW | S-6 | 3207 11AV.E. | BRADENTON | 220 | 45 | 4 | C900 | 6 | 8 | PVC | 6 | PVC | 6956 | M.H., N. SIDE OF S-6 | GV,@LIFT STATION | 230
TROPICAL SHORES 2 |  | 396 | N27.48868 W82.52507 | 10-32 | SW | TROPICAL SHORES 1 | 3114 12AV.E. | BRADENTON | 35 | 33.8 | 2 | PVC | 4 | 8 | PVC | 2 | PVC | 400 | M.H.@ 3022 12AV.E. | GV,@LIFT STATION | 230
TWIN RIVERS 1 |  | 595 | N27.54838 W82.38738 | 11-2 | NE | N1-C | 3825 TWIN RIVERS TRAIL | PARRISH | 675 | 134 | 6 | PVC | 8 | 10 | PVC | 10 X 12 X 16 | C900 | 22681 | M.H.@ 100AV.E. & US301 | GV,@LIFT STATION AND TERMINATION LOCATION | 480
TWIN RIVERS 2 |  | 596 | N27.53761 W82.39233 | 11-2 | NE | TWIN RIVERS 1 | 2820 TWIN RIVERS TRAIL | PARRISH | 345 | 46.5 | 4 | PVC | 6 | 8 | PVC | 6 | C900 | 2207 | MH @ 3323 TWIN RIVERS TRAIL | GV,@LIFT STATION | 230
TWIN RIVERS 3 |  | 805 | N27.54571 W82.37688 | 11-1 | NE | TWIN RIVERS 1 | 3601 162nd.AVE.E. | PARRISH | 165 | 56 | 4 | PVC | 6 | 8 | PVC | 4 | C900 | 2600 | MH22 | GV,@LIFT STATION, 4 VALVES ON SYSTEM | 230
TWIN RIVERS 4 |  | 813 | N27.53738 W82.38557 | 11-2 | NE | TWIN RIVERS 1 | 15910 29th.St.E. | PARRISH | 100 | 40.3 | 4 | PVC | 6 | 8 | PVC | 4 | C900 | 2380 | MH1-15 | GV,@LIFT STATION | 230
TWIN RIVERS 5 |  | 832 | N27.53598 W82.38222 | 11-1 | NE | TWIN RIVERS 1 | 2527 162AVE.E. | PARRISH | 125 | 47 | 4 | PVC | 6 | 8 | PVC | 4 | C900 | 2420 | MH2-6 | PV,@LIFT STATION | 230
UNIVERSITY COMMONS |  | 639 | N27.39161 W82.51461 | 19-32 | SE | 40-A | 3880 84AV.CIR.E. | BRADENTON | 220 | 85 | 4 | PVC | 6 | 8 | PVC | 4 | C900 | 380 | UNIV.WALK FM @ TUTTLE AVE. | GV,@LIFT STATION AND TERMINATION LOCATION | 230
UNIVERSITY GROVES 1 |  | 659 | N27.39597 W82.51722 | 19-32 | SE | 40-A | 3622 80th.DR.E. | BRADENTON | 1000 | 109 | 8 | PVC | 10 | 12 | PVC | 4 | C 900 | 1200 | UNIV.WALK FM @ TUTTLE AVE. 150' SOUTH OF 80 DR.E. | PV,@LIFT STATION AND TERMINATION LOCATION | 460
UNIVERSITY GROVES 2 | SOLEIL | 681 | N27.39345 W82.52097 | 19-32 | SE | UNIVERSITY GROVES 1 | 3313 BROADWAY AVE. | BRADENTON | 932 | 63 | 8 | HDPE | 10 | 12 | PVC | 8 | C900 | 1775 | M.H. #1-21, 36TH.ST.E. AND BROADWY, TWNHOUSE @ UNIV.GRVS | GV,@LIFT STATION AND 30 FT FROM TERM.LOCATION | 460
UNIVERSITY PARK | ARVIDA (#16) | 483 | N27.39118 W82.47219 | 19-35 | SE | TARA 20 | 6926 LANGLEY PL. | BRADENTON | 500 | 22 | 8 | HDPE | 10X12 | 16 | DIP | 10X16X18 | PVC | 13500 | M.H. @ TARA 20 LIFT STATION | GV,@L.S., EACH SIDE OF BRADEN RIVER | 480
UNIVERSITY PINES |  | 463 | N27.38844 W82.49795 | 19-33 | SE | COUNTRY OAKS | 3533 UNIVERSITY PARKWAY | BRADENTON | 150 | 30 | 4 | PVC | 6 | 8 | PVC | 6 | PVC |  | MH, 8437 CYPRESS, COUNTRY OAKS | GV,@LIFT STATION | 230
UNIVERSITY PLACE 1 |  | 627 | N27.40057 W82.45784 | 19-36 | SE | TARA 20 | 8005 PLANTERS KNOLL TERRACE | BRADENTON | 480 | 51 | 4 | PVC&HDPE | 8 | 8 | PVC | 6 | C900 | 850 | FM, COOPER CREEK BLVD., E. OF CHARLESTON ST. | GV,@ L.S. & TERMINATION LOCATION | 230
UNIVERSITY PLACE 2 |  | 633 | N27.40584 W82.45874 | 19-25 | SE | UNIVERSITY PLACE 1 | 7901 INDIGO RIDGE TERRACE | BRADENTON | 225 | 31.4 | 4 | PVC | 8 | 8 | PVC | 6 | C900 | 1290 | MH.@ 7625 CHARLESTON ST. | GV,@LIFT STATION | 230
UNIVERSITY VILLAGE |  | 277 | N27.24311 W82.31555 |  | SE | 3A | 7633 ALUMNI TRAIL | SARASOTA | 155.6 | 40.6 | 4 | HDPE | 6 | 8 | PVC | 4 | PVC | 1365 | MH IN CENTER OF PEARCE RD, 5' F.O.C. | GV,@LIFT STATION | 230
UNIVERSITY WALK |  | 624 | N27.39131 W82.51275 | 19-33 | SE | 40-A | 8409 TUTTLE AVE. | BRADENTON | 398 | 67 | 4 | HDPE | 8 | 8 | PVC | 4 | C 900 | 77 | COUNTRY PALMS F.M.@ TALLEVAST RD. & PROSPECT | GV,@ L.S. & TERMINATION LOCATION | 230
UPPER MANATEE RIVER RD. |  | 330 | N27.48917 W82.43395 | 11-9 | SE | SEWWTP | 1010 UPPER MAN. RIVER ROAD | BRADENTON | 920 | 119 | 8 | HDPE | 10X12 | 12 | DIP | 8 | PVC | 8700 | MAN.PALMS FM, @ LENA ROAD & SR64 | GV,@ L.S. & TERMINATION LOCATION | 460
VERANDA SPRINGS |  | 541 | N27.54624 W82.46587 | 10-1 | NE | N1-C | 3705 ASBURY DR. | ELLENTON | 125 | 95 | 4 | DIP | 6 | 8 | PVC | 6 | PVC | 80 | RIV.WILD.F.M., FOY RD., WEST OF LS | GV,@ L.S. & TERMINATION LOCATION | 230
VICTORIA SQUARE EAST |  | 111 | N27.45050 W82.59804 | 20-10 | SW | 27-A | 3421 51ST. AVE. DR. W. | BRADENTON | 150 | 20 | 3 | PVC | 4 | 8 | VCP | 4 | PVC |  | MH, NW CORN. 3208 51AV.TERR.W. | NONE | 230
VICTORIA SQUARE WEST |  | 112 | N27.45193 W82.59573 | 20-10 | SW | VICTORIA SQUARE E. | 5035 34TH ST. W. | BRADENTON | 150 | 20 | 3 | PVC | 4 | 8 | VCP | 4 | PVC |  | MH, REAR OF 3277/3275 51 AV.DR.W. | NONE | 230
VILLA AMALFI |  | 284 | N27.25731 W82.30433 |  | SE | 39-A | 6304 POSITANO COURT | BRADENTON | 275 | 48 | 4 | HDPE | 6 | 8 | PVC | 4 | PVC | 57 | 63RD AVE & POSITANO CT | GV,@ L.S. & TERMINATION LOCATION | 230
VILLAGES @ PALM AIRE 1 |  | 384 | N27.25104 W82.30146 | 19-21 | SE | 41-A | 4732 WHITFIELD AV. | BRADENTON | 259 | 55 | 6 | C900 | 6 | 8 | PVC | 6 | C900 | 145 | COUNTRY OAK F.M., N. OF VILL.PALM AIRE 1 L.S. | GV,@ L.S. & TERMINATION LOCATION | 230
VILLAGES @ PALM AIRE 2 |  | 385 | N27.42385 W82.49599 | 19-22 | SE | 39-A | 5175 CREEKSIDE TRAIL | BRADENTON | 271 | 66 | 6 | C900& PVC | 6 | 8 | PVC | 6 | C900 | 1692 | 41-A F.M.,WHITFIELD & W. CNTRY.CLB.LN. | GV,@ L.S. & TERMINATION LOCATION | 230
VIVIENDA |  | 106 | N27.43016 W82.59564 | 20-15 | SW | SWWWTP | 6015 34TH ST. W. | BRADENTON | 80 | 71 | 4 | PVC | 6 |  |  | 4 | CIP | 50 | 12-A F.M.,34ST.W.,W.OF L.S. | GV,@TERMINATION LOCATION | 230
VIZCAYA |  | 141 | N27.43176 W82.59561 | 20-22 | SW | SWWWTP | 6271 34TH ST. W. | BRADENTON | 48 | 76 | 4 | PVC | 6 | 8 | DIP | 4 | CIP | 50 | 12-A F.M.,34ST.W.,W.OF L.S. | GV,@TERMINATION LOCATION | 230
WALLINGFORD |  | 622 | N27.45591 W82.52149 | 19-8 | SE | SABAL COVE | 4410 33CT.E. | BRADENTON | 115 | 47.7 | 4 | C900 | 6 | 10 | PVC | 4 | PVC | 2185 | MH.@ 4552 31ST.CT.E., MAN.OAKS | GV,@LIFT STATION | 230
WASTEWATER LAB |  | 163 | N27.45640 W82.62661 | 20-8 | SW | SWWWTP | 4751 66ST.W. | BRADENTON | 38 | 65 | 2 | PVC | 4 | 8 | PVC | 2 | HDPE |  | 36" FM EAST OF LAB | GV,@ L.S. & TERMINATION LOCATION | 460
WATERCREST |  | 606 | N27.39924 W82.43098 | 18-32 | SE | LAKEWOOD MASTER | 6398 WATERCREST WAY | BRADENTON | 120 | 84 | 4 | PVC | 6 | 8 | PVC | 4 | C900 | 2330 | 12" FM @ WATERCREST WAY & LAKEWOOD RANCH BLVD. | PV,@ L.S. & TERMINATION LOCATION | 230
WATERFORD |  | 593 | N27.58441 W82.51071 | 5-8 | NE | FAIRWAY IMPERIAL | 5203 LAKEHURST CT. | PALMETTO | 113 | 51 | 4 | PVC | 6 | 8 | PVC | 4 | PVC | 4198 | MH.@ 8971 FOUNDERS CIR. IN FAIRWAY IMPERIAL | GV,@LIFT STATION | 230
WATERLEFE 1 |  | 394 | N27.51017 W82.44106 | 11-4 | SE | UPPER MAN.RIVER RD. | 10335 WATERLEFE AVE. | BRADENTON | 498 | 230 | 6 | HDPE | 8 | 8 | PVC | 6 X 8 | C900 | 7747 | ?. GATES CREEK F.M., W.SIDE OF UMMR @ GATES CREEK ENT. | GV@LS, TERM.& TIE-INS. | 460
WATERLEFE 2 |  | 397 | N27.51581 W82.43267 | 11-4 | SE | WATERLEFE 1 | 10819 WINDING STREAM WAY | BRADENTON | 158 | 46 | 4 | PVC | 6 | 8 | PVC | 4 | C900 | 1300 | M.H.@ 10510 WINDING STREAM WAY | GV,@LIFT STATION | 230
WEST GLENN |  | 146 | N27.44848 W82.60059 | 20-9 | SW | SWWWTP | 3912 52AV.DR.W. | BRADENTON | 126 | 81 | 4 | C900 | 6 | 8 | PVC | 6 | PVC | 300 | 27-A FM, 53AV. S. OF L.S. | GV,@ L.S. & TERMINATION LOCATION | 230
WEST MEMPHIS (M-1) |  | 557 | N27.53340 W82.56462 | 9-11 | NE | MEMPHIS ROAD | 2279 2 AV.W. | PALMETTO | 100 | 45 | 2 | PVC | 4 | 8 | PVC | 2 | PVC | 400 | M.H., 2AV. & 21ST.W. | GV,@LIFT STATION | 230
WESTWINDS |  | 316 | N27.26637 W82.29727 | 19-15 | SE | 39-A | 5316 53AV.E. | BRADENTON | 250 | 55.3 | 4 | PVC & DIP | 6 | 8 | DIP | 6 | PVC | 1200 | HORSHOE COVE #1 FM, SR70 & NATALIE WAY |  | 230
WHITFIELD INDUSTRIAL PARK 1 |  | 457 | N27.42158 W82.53405 | 19-19 | SW | 14-A | 8519 WHIT.IND.PK.LP. | BRADENTON | 110 | 24.8 | 4 | CIP | 6 |  |  | 4 | CIP | 1200 | M.H. WEST OF R.R.TRACK @ 1711A 67AV.E. |  | 230
WHITFIELD INDUSTRIAL PARK 2 |  | 458 | N27.42097 W82.53961 | 19-19 | SW | WHITFIELD IND.PARK 1 | 8600 WHIT.IND.PK.LP. | BRADENTON | 66 | 33 | 4 | HDPE | 6 | 8 | VCP | 4 | PVC |  | MH, 2120 WHITFIELD PARK LOOP | NONE | 230
WHITNEY MEADOWS |  | 592 | N27.55445 W82.48074 | 10-2 | NE | NEWWTP | 8383 47TH.ST.CIR.E., ELLEN. | ELLENTON | 120 | 78 | 4 | PVC | 6 |  | PVC | 4 | C900 | 1097 | TV4 FORCE MAIN, ERIE RD. & 47ST.CIR.E. | GV,@ L.S. & TERMINATION LOCATION | 230
WILD OAK BAY |  | 105 | N27.42542 W82.59891 | 20-21 | SW | EL CONQUISTADOR 1 | 6461 WILD OAK BAY BLVD. | BRADENTON | 125 | 45 | 4 | PVC | 6 | 10 | PVC | 4 | PVC |  | MH.@ 3802 SUN EAGLE LANE |  | 230
WILDWOOD SPRINGS 1 |  | 114 | N27.46065 W82.60195 | 20-9 | SW | 30-AA | 4490 WILDWOOD SPRING PKWY | BRADENTON | 325 | 62.5 | 4 | HDPE | 6 | 8 | CIP | 8 | PVC |  | MH, 46AV. & 34ST.W. |  | 230
WILDWOOD SPRINGS 2 |  | 115 | N27.45358 W82.59985 | 20-9 | SW | 30-A | 3985 OAKVIEW DR. | BRADENTON | 190 | 42 | 4 | PVC | 6 | 10 | VCP | 6 | PVC |  | MH, 4910 31ST.W. |  | 230
WILLOW WALK |  | 869 | N27.33014 W082.31003 |  | NE | N1B | 4145 LINDEVER LANE | PALMETTO | 426 | 50 | 4 | HDPE | 8 | 18 | PVC | 8 X 12 | PVC | 5645 | MH ON 49TH STREET E, WEST OF ELLENTON GILLETTE RD | GV @ LIFT STATION | 460
WINDING RIVER |  | 669 | N27.51773 W82.39790 | 11-5 | SE | COUNTRY MEADOWS | 1106 143RD.ST.E. | BRADENTON | 88 | 40.6 | 4 | PVC | 6 | 8 | PVC | 4 | C900 | 3250 | MH, UPPER MAN.RIVER RD. | PV @ LIFT STATION | 230
WINDMILL VILLAGE |  | 405 | N27.43120 W82.57424 | 20-23 | SW | BAYSHORE Y.B. | 1395 BAYSHORE GARDENS PKWY | BRADENTON | 184 | 59.5 | 4 | HDPE | 6 | 10 | DIP | 4 | CIP |  | MH, REAR OF 6204 14ST.W. | GV,@TERMINATION LOCATION | 230
WINN DIXIE PLAZA WEST |  | 159 | N27.44683 W82.59984 | 20-16 | SW | SWWWTP | 3534 53RD AVE. W. | BRADENTON | 120 | 87.1 | 4 | PVC | 6 | 10 | PVC | 4 | PVC | 380 | 36" F.M. @ 53RD.AV.W. | GV,@ L.S. & TERMINATION LOCATION | 230
WINTERLAND ESTATES |  | 840 | N27.53553 W82.48279 | 10-10 | NE | PARKWOOD LAKES | 2507 80th. Ave. E. | ELLENTON | 100 | 32 | 4 | PVC | 6 | 12 | PVC | 4 | C900 | 1470 | MH E. OF 80TH.AVE. AND 29TH.ST.E. | PV @ LIFT STATION | 230
WISTERIA PARK | RIVER WIND LS#863 | 263 | N27.51791 W82.65214 | 8-24 | SW | 12-D | 9005 21ST.AV.N.W. | BRADENTON | 118 | 25 | 4 | PVC | 6 | 8 | PVC | 4 | C900 | 733 | RIVER HARBOR WEST FM @ 21AVE. & 88TH ST. CT. N. W. | GV,@ L.S. & TERMINATION LOCATION | 230
WOODBROOK |  | 492 | N27.42524 W82.50080 | 19-21 | SE | 39-A | 4820 WOODBROOK DR. | BRADENTON | 175 | 80.6 | 4 | HDPE | 6 | 8 | PVC | 4 | C900 | 1923 | 41A F.M.@ LOCKWOOD RIDGE RD. | PV @ L.S. & TERMINATION | 230
WOODLANDS TRACE |  | 861 | N27.25621 W82.30955 |  | SE | 41-A | 3725 WOODCLIFF LAKE TER. | BRADENTON | 54 | 30 | 2 | PVC | 5 | 8 | PVC | 3 | SDR 21 | 1475 | CORNER OF TUTTLE AND 63RD AVE | GV,@ L.S. & N.W. SIDE OF LAURELWOOD RUN 25' E OF MH7 | 230
WOODLAWN LAKES |  | 507 | N27.55976 W82.48265 | 5-7 | NE | NEWWTP | 8109 OAK DR. | PALMETTO | 158 | 89 | 4 | C-900 | 8 |  |  | 4 | PVC |  | TV#4 FM, ERIE RD. @ ERIE LANE | GV,@ L.S. & TERMINATION LOCATION | 230
WOODRIDGE OAKS |  | 389 | N27.42053 W82.50952 | 19-21 | SE | 39-A | 67th.Av.Cir.E. | BRADENTON | 227 | 80 | 6 | PVC | 6 | 8 | PVC | 6 | C900 | 1600 | 41A F.M.@ LOCKWOOD RIDGE RD. & 67 AV.CIR.E. | GV,@ L.S. & TERMINATION LOCATION | 230
WOODS OF MOCCASIN WALLOW |  | 829 | N27.59840 W82.51351 | 5-5 | NE | NEWWTP | 9308 49TH.AVE.E. | PALMETTO | 108 | 150 | 4 | PVC | 6 | 8 | PVC | 4 | C900 | 13060 | N1-B F.M. | PV,@LIFT STATION AND TERMINATION LOCATION | 230
WOODS OF MOCCASIN WALLOW 2 |  | 871 | N27.35690 W82.30689 |  | NE | NEWWTP | 9026 52ND.AVE.E. | PALMETTO | 132 | 133 | 4 | HDPE | 6 | 8 | PVC | 4 | C900 | 1420 | N1-B F.M. | GV,@LIFT STATION AND TERMINATION LOCATION | 230
WOODS OF WHITFIELD |  | 435 | N27.40990 W82.55483 | 20-25 | SW | 14-A | 7325 9ST.E. | BRADENTON | 175 | 25 | 4 | PVC | 4 |  |  | 4 | PVC |  | MH, 850 SOUTHERN PINE LANE |  | 230
643